## ADC Grid
EVALUATE? | ADC_MAP | STRU_NAME | SEQ | SWM_ID | MISSING | STRU_TYPE | STRU_TYPE_EXPLANATION | BUILT_DATE | DRAIN_AC | ADDRESS1 | ADDR_EXTN | CITY | ZIP | TAX_MAP | GRID | PARCEL | ADC_MAP | N27_FT | E27_FT | N83_MT | E83_MT | APPR_DATE | INSP_DATE | LU | RCN | Post RCN | OFF_ON | COMMENTS | LAST_CHNGD
| 01--A05 | NORTH INDIAN CREEK ESTS | 233 | 89-0059 | BuiltDate+DrainAcres | IT | INFILTRATION TRENCH |  |  | _ |  | _ |  |  |  | 500-6D | 01--A05 | 246690.79 | 867307.5 | 93708 | 420542 |  |  | 0 | 0 |  | 0 | PC MTG 4/10/89 GP REQUIREMENTS SENT 5/3/89 *CHECK 88-1999 | 1996-06-24
| 01--A06 | CHARLOTTE HALL SQUARE | 58 | 00-0011 | BuiltDate | WP | WET POND |  | 41 | MOUNT WOLFE RD & RT 5 | SE QUAD |  |  | 1 | 22 | 42 | 01--A06 | 242500 | 865000 | 92430.65 | 419838.68 |  |  | 1542 | 94 |  |  |  | 2006-06-21
| 01--A07 | ALTERNATIVES FOR YOUTH | 10 | 02-0011 | None | BR | BIORETENTION | 2002-10-15 | 0.45 | 30049 BUSINESS CENTER DR |  | CHARLOTTE HALL | 20622 | 1 | 22 | 124 | 01--A07 | 240000 | 869640 | 91668.66 | 421252.97 |  |  | 801 | 59 |  | 1 |  | 2006-06-21
| 01--A07 | ST MARYS HOSPITAL MED OFC BLDG FAC 1 | 309 | 02-0010 | BuiltDate | BR | BIORETENTION |  | 0.73 |  |  |  |  | 1 | 22 | 124 | 01--A07 | 240800 | 865200 | 91912.49 | 419899.64 |  |  | 801 | 94 |  | 1 |  | 2006-06-21
| 01--A07 | ST MARYS HOSPITAL MED OFC BLDG FAC 2 | 310 | 02-0010 | BuiltDate | BR | BIORETENTION |  | 3.6 |  |  |  |  | 1 | 22 | 124 | 01--A07 | 240600 | 865000 | 91851.53 | 419838.68 |  |  | 801 | 71 |  | 1 |  | 2006-06-21
| 01--A08 | CHARLOTTE HALL FARMERS MARKET | 57 | 02-0022 | None | DW | DRY WELL | 2003-03-24 | 0.6 |  |  | MECHANICSVILLE |  | 4 | 4 | 202 | 01--A08 | 238000 | 875000 | 91059.07 | 422886.73 |  |  | 11 | 91 |  | 1 |  | 2006-06-21
| 01--A11 | 84 LUMBER CO | 5 | 92-0015 | DrainAcres | DP | DRY POND | 1996-01-01 |  | _ |  | LEXINGTON PARK |  |  |  |  | 01--A11 | 232799.66 | 865001.06 | 89474 | 419839 | 1996-01-01 |  |  |  |  | 0 | _
| 01--A12 | COUNTY WIDE POOL | 77 | 02-0036 | None | SF | SAND FILTER | 2003-12-16 | 0.48 | RT 235 & NEW VILLAGE MARKET RD | W OF 235 & N OF NVM RD |  |  | 4 | 22 | 454 | 01--A12 | 230000 | 866000 | 88620.67 | 420143.48 |  |  |  | 57 |  | 1 |  | 2006-06-21
| 01--B07 | WALDORF SIERRA INC LOTS 5+6 FAC 1 | 342 | 02-0014 | BuiltDate | BR | BIORETENTION |  | 1.15 | 30007 BUSINESS CENTER DR |  | CHARLOTTE HALL | 20622 | 1 | 22 | P/O 124 | 01--B07 | 240000 | 867300 | 91668.66 | 420539.73 |  |  | 8052 | 94 |  | 1 |  | 2006-06-21
| 01--B07 | WALDORF SIERRA INC LOTS 5+6 FAC 2 | 343 | 02-0014 | BuiltDate | BR | BIORETENTION |  | 0.3 | 30007 BUSINESS CENTER DR |  | CHARLOTTE HALL | 20622 | 1 | 22 | P/O 124 | 01--B07 | 240000 | 867300 | 91668.66 | 420539.73 |  |  | 8052 | 98 |  | 1 |  | 2006-06-21
| 01--B07 | WALDORF SIERRA INC LOTS 5+6 FAC 3 | 344 | 02-0014 | BuiltDate | BR | BIORETENTION |  | 0.27 | 30007 BUSINESS CENTER DR |  | CHARLOTTE HALL | 20622 | 1 | 22 | P/O 124 | 01--B07 | 240000 | 867300 | 91668.66 | 420539.73 |  |  | 8052 | 98 |  | 1 |  | 2006-06-21
| 01--B07 | WALDORF SIERRA INC LOTS 5+6 FAC 4 | 345 | 02-0014 | BuiltDate | BR | BIORETENTION |  | 0.27 | 30007 BUSINESS CENTER DR |  | CHARLOTTE HALL | 20622 | 1 | 22 | P/O 124 | 01--B07 | 240000 | 867300 | 91668.66 | 420539.73 |  |  | 8052 | 98 |  | 1 |  | 2006-06-21
| 01--B08 | CHARLOTTE HALL BUS PK LOT 500-3 | 56 | GP95-0008 | None | DP | DRY POND | 1998-09-18 | 0.79 | 29950 KILLPECK CREEK RD |  | _ |  |  |  |  | 01--B08 | 239449.92 | 869699.17 | 91501 | 421271 | 1995-05-22 |  | 15 | 73 |  | 0 |  | 1996-06-24
| 01--B10 | 5TH DITRICT PARK | 1 | 97-0026 | None | EDSD | EXTENDED DETENTION STRUCTURE_DRY | 1997-12-01 | 7.26 | RT 6 | 1/2 MI E OF RT 5 | CHARLOTTE HALL | 20622 | 4 | 11 | 65+66 | 01--B10 | 234300 | 866700 | 89931.31 | 420356.84 | 1997-06-06 |  | 16 | 77 |  | 1 |  | 2006-06-21
NO | 01--B13 | TIPPETT PROPERTY | 337 | 00-0031 | BuiltDate | UGS | UNDERGROUND STORAGE |  | 0.33 | 28929 THREE NOTCH RD |  | MECHANICSVILLE | 20659 | 4 | 23 | 35 | 01--B13 | 229400 | 866500 | 88437.79 | 420295.88 |  |  | 14 | 76 |  | 1 |  | 2006-06-21
| 01--C07 | EDINBOROUGH ESTS SECT 3 | 86 | GP-98-0040 | None | IT | INFILTRATION TRENCH | 1999-07-22 | 3.45 | MAP 4 PARCEL 439 BLOCK 6 | [6 empty] | 01--C07 | 240001.1 | 870001 | 91669 | 421363 | 1998-10-16 |  | 11 | 51 |  | 1 | _ | 2001-03-21
| 01--C07 | EDINBOROUGH ESTS SECT 3 | 87 | GP-98-0040 | None | IT | INFILTRATION TRENCH | 1999-07-22 | 6.55 | MAP 4 PARCEL 439 BLOCK 6 | [6 empty] | 01--C07 | 240001.1 | 870001 | 91669 | 421363 | 1998-10-16 |  | 11 | 54 |  | 1 | _ | 2001-03-21
| 01--E13 | HUNTER'S RIDGE SUBDVN | 148 | 90-0033 | DrainAcres | DP | DRY POND | 1991-09-05 |  | _ |  | _ |  |  |  |  | 01--E13 | 230447.24 | 871168.99 | 88757 | 421719 | 1990-06-12 |  | 0 | 0 |  | 0 | I&M 5/21/90; PC MTG 9/24/90 PC MTG 2/26/90 SEE LIVINGSTO | 1996-06-24
| 01--F10 | LAUREL RIDGE SECT 3 | 175 | OPZ85-0694 | DrainAcres | WP | WET POND | 1989-01-01 |  | 05-08-271 |  | _ |  |  |  |  | 01--F10 | 235650.67 | 874774.53 | 90343 | 422818 |  |  | 0 | 0 |  | 0 | PC MTG 11/27/89 TEC MTG 3/15/89 | 1996-06-24
| 01--G12 | LAVENDER ESTS POND 01 | 180 | 01-0001 | None | IB | INFILTRATION BASIN | 2002-01-18 | 3.48 |  | NR ALL FAITH EPISCOPAL CH | HUNTERSVILLE |  | 5 | 21 | 19 | 01--G12 | 231000 | 877000 | 88925.48 | 423496.34 |  |  | 11 | 42 |  | 1 |  | 2006-06-21
| 01--G12 | LAVENDER ESTS POND 02 | 181 | 01-0001 | None | IB | INFILTRATION BASIN | 2002-01-18 | 3.82 |  | NR ALL FAITH EPISCOPAL CH | HUNTERSVILLE |  | 5 | 21 | 19 | 01--G12 | 230000 | 877000 | 88620.68 | 423496.34 |  |  | 11 | 40 | =X181 | 1 |  | 2006-06-21
| 01--G12 | LAVENDER ESTS POND 03 | 182 | 01-0001 | None | IB | INFILTRATION BASIN | 2002-01-18 | 8.85 |  | NR ALL FAITH EPISCOPAL CH | HUNTERSVILLE |  | 5 | 21 | 19 | 01--G12 | 230000 | 877000 | 88620.68 | 423496.34 |  |  | 11 | 50 |  | 1 |  | 2006-06-21
| 01--G12 | LAVENDER ESTS POND 04 | 183 | 01-0001 | None | IB | INFILTRATION BASIN | 2002-01-18 | 1.96 |  | NR ALL FAITH EPISCOPAL CH | HUNTERSVILLE |  | 5 | 21 | 19 | 01--G12 | 230000 | 876000 | 88620.68 | 423191.53 |  |  | 11 | 44 |  | 1 |  | 2006-06-21
| 01--G12 | LAVENDER ESTS POND 05 | 184 | 01-0001 | None | IB | INFILTRATION BASIN | 2002-01-18 | 1.16 |  | NR ALL FAITH EPISCOPAL CH | HUNTERSVILLE |  | 5 | 21 | 19 | 01--G12 | 259000 | 877000 | 97459.84 | 423496.28 |  |  | 11 | 58 |  | 1 |  | 2006-06-21
| 01--G12 | LAVENDER ESTS POND 06 | 185 | 01-0001 | None | IB | INFILTRATION BASIN | 2002-01-18 | 4.73 |  | NR ALL FAITH EPISCOPAL CH | HUNTERSVILLE |  | 5 | 21 | 19 | 01--G12 | 229000 | 874000 | 88315.88 | 422581.91 |  |  | 11 | 54 |  | 1 |  | 2006-06-21
| 01--G12 | LAVENDER ESTS POND 07 | 186 | 01-0001 | None | IB | INFILTRATION BASIN | 2002-01-18 | 5.49 |  | NR ALL FAITH EPISCOPAL CH | HUNTERSVILLE |  | 5 | 21 | 19 | 01--G12 | 229000 | 876000 | 88315.88 | 423191.53 |  |  | 11 | 50 |  | 1 |  | 2006-06-21
| 01--G12 | LAVENDER ESTS POND 08 | 187 | 01-0001 | None | IB | INFILTRATION BASIN | 2002-01-18 | 4.17 |  | NR ALL FAITH EPISCOPAL CH | HUNTERSVILLE |  | 5 | 21 | 19 | 01--G12 | 229000 | 876000 | 88315.88 | 423191.53 |  |  | 11 | 62 |  | 1 |  | 2006-06-21
| 01--G12 | LAVENDER ESTS POND 09 | 188 | 01-0001 | None | IB | INFILTRATION BASIN | 2002-01-18 | 8.73 |  | NR ALL FAITH EPISCOPAL CH | HUNTERSVILLE |  | 5 | 21 | 19 | 01--G12 | 228000 | 876000 | 88011.09 | 423191.53 |  |  | 11 | 58 |  | 1 |  | 2006-06-21
| 01--G12 | LAVENDER ESTS POND 10 | 189 | 01-0001 | None | IB | INFILTRATION BASIN | 2002-01-18 | 4.11 |  | NR ALL FAITH EPISCOPAL CH | HUNTERSVILLE |  | 5 | 21 | 19 | 01--G12 | 230000 | 877000 | 88620.68 | 423496.34 |  |  | 11 | 50 |  | 1 |  | 2006-06-21
| 01--J12 | MALLARD'S LANDING BASIN 1 | 211 | GP-99-0005 | None | EDSD | EXTENDED DETENTION STRUCTURE_DRY | 1999-06-23 | 6.06 | GREENHEAD DR | [6 empty] | 01--J12 | 230201.17 | 881001.41 | 88682 | 424716 | 1998-10-05 |  | 11 | 44 |  | 1 | _ | 2001-03-21
| 01--K12 | MALLARD'S LANDING BASIN 2 | 212 | GP-99-0005 | None | EDSD | EXTENDED DETENTION STRUCTURE_DRY | 1999-06-23 | 2.07 | GREENHEAD DR | [6 empty] | 01--K12 | 230499.72 | 880499.45 | 88773 | 424563 | 1998-10-05 |  | 11 | 44 |  | 1 | _ | 2001-03-21
EVALUATE? | ADC_MAP | STRU_NAME | SEQ | SWM_ID | MISSING | STRU_TYPE | STRU_TYPE_EXPLANATION | BUILT_DATE | DRAIN_AC | ADDRESS1 | ADDR_EXTN | CITY | ZIP | TAX_MAP | GRID | PARCEL | ADC_MAP | N27_FT | E27_FT | N83_MT | E83_MT | APPR_DATE | INSP_DATE | LU | RCN | Post RCN | OFF_ON | COMMENTS | LAST_CHNGD
| 02--A08 | MECHANICSVILLE VFD | 224 | 00-0024 | None | DP | DRY POND | 2002-05-24 | 3.47 |  |  | MECHANICSVILLE | 20659 | 05 | 05 | 117 | 02--A08 | 238300 | 884700 | 91150.52 | 425843.37 |  |  | 14 | 58 |  | 1 |  | 2006-06-21
| 02--B11 | HEARTS DESIRE DR BASIN 1 | 128 | 01-0010 | None | IB | INFILTRATION BASIN | 2005-02-07 | 0.75 | HEARTS DESIRE DR |  |  |  | 5 | 17 | 104 | 02--B11 | 231500 | 886400 | 89077.88 | 426361.54 | 2001-05-10 |  | 11 | 65 |  | 1 |  | 2006-06-21
| 02--B11 | HEARTS DESIRE DR BASIN 2 | 129 | 01-0010 | BuiltDate | IB | INFILTRATION BASIN |  | 0.33 | HEARTS DESIRE DR |  |  |  | 5 | 17 | 104 | 02--B11 | 232000 | 886500 | 89230.28 | 426392.02 |  |  | 11 | 62 |  | 1 |  | 2006-06-21
| 02--B11 | HEARTS DESIRE DR BASIN 3 | 130 | 01-0010 | BuiltDate | IB | INFILTRATION BASIN |  | 1.08 | HEARTS DESIRE DR |  |  |  | 5 | 17 | 104 | 02--B11 | 232400 | 886800 | 89352.2 | 426483.46 |  |  | 11 | 65 |  | 1 |  | 2006-06-21
| 02--K07 | WICOMICO MAINTENANCE BLDG | 364 | 01-0019 | None | SF | SAND FILTER | 2001-10-31 | 1.59 | AVIATION YACHT CLUB RD |  | CHAPTICO |  | 16 | 9 | 52 | 02--K07 | 197700 | 843700 | 78775.63 | 413346.4 |  |  | 14 | 82 |  | 1 |  | 2006-06-21
EVALUATE? | ADC_MAP | STRU_NAME | SEQ | SWM_ID | MISSING | STRU_TYPE | STRU_TYPE_EXPLANATION | BUILT_DATE | DRAIN_AC | ADDRESS1 | ADDR_EXTN | CITY | ZIP | TAX_MAP | GRID | PARCEL | ADC_MAP | N27_FT | E27_FT | N83_MT | E83_MT | APPR_DATE | INSP_DATE | LU | RCN | Post RCN | OFF_ON | COMMENTS | LAST_CHNGD
| 03--D09 | COUNTY LAKES SUBDVN | 76 | 00-0016 | None | CD | CHECK DAM | 2001-12-04 | 7.13 | 37284-37300 TANYARD DR |  |  |  | 12 |  | 79 | 03--D09 | 212872 | 860280 | 83400.07 | 418400.01 | 2000-05-03 |  | 11 | 40 |  | 1 |  | 2006-06-21
| 03--G02 | LLOYDS REST SUBDVN | 207 | 03-0008 | None | EDSW | EXTENDED DETENTION STRUCTURE_WET | 2004-08-06 | 85.82 |  |  | MECHANICSVILLE | 20659 | 8 | 8 | 88 | 03--G02 | 224000 | 860000 | 86791.86 | 418314.66 |  |  | 11 | 69 |  | 1 |  | 2006-06-21
| 03--J10 | COUNTRY LAKES SECT 5 | 72 | 90-0011 | DrainAcres | DP | DRY POND | 1995-01-01 |  | 1979-12-15 |  | _ |  |  |  |  | 03--J10 | 210001.04 | 860001.11 | 82525 | 418315 |  |  | 0 | 0 |  | 0 | I&M 10/ /89 ALSO INFILTRATION CHECK DAMS PC MTG 2/27/89 | 1996-06-24
EVALUATE? | ADC_MAP | STRU_NAME | SEQ | SWM_ID | MISSING | STRU_TYPE | STRU_TYPE_EXPLANATION | BUILT_DATE | DRAIN_AC | ADDRESS1 | ADDR_EXTN | CITY | ZIP | TAX_MAP | GRID | PARCEL | ADC_MAP | N27_FT | E27_FT | N83_MT | E83_MT | APPR_DATE | INSP_DATE | LU | RCN | Post RCN | OFF_ON | COMMENTS | LAST_CHNGD
| 04--C02 | DEER CROSSING SUBDVN | 82 | 01-0014 | BMP type | OTH | OTHER | 2002-06-14 | 4.5 |  |  |  |  | 8 | 11 | 311 | 04--C02 | 225000 | 869000 | 87096.68 | 421057.89 |  |  | 11 | 62 |  |  |  | 2006-06-21
| 04--D08 | SHANNON RUN | 286 | 96-0013 | BuiltDate+DrainAcres | WP | WET POND |  |  | _ |  | _ |  |  |  |  | 04--D08 | 211999 | 870998.42 | 83134 | 421667 |  |  | 0 | 0 |  | 0 | _
| 04--E03 | MECHANICSVILLE COMM CTR | 223 | 05--16 | BMP type+BuiltDate+DrainAcres | OTH | OTHER |  |  | 38576-38592 BRETT WAY |  | MECHANICSVILLE | 20659 | 09 | 07 | 78 | 04--E03 | 222774.91 | 873506.87 | 86418.5 | 422431.6 | [7 empty] | 2006-09-06
| 04--E12 | JOHN WAYNE ESTS | 157 | 02-0033 | None | DP | DRY POND | 2004-06-21 | 33.5 | BAPTIST CHURCH RD |  |  |  | 17 | 6 | 201 | 04--E12 | 203000 | 872000 | 80391.12 | 421972.28 |  |  | 15 | 86 |  | 1 |  | 2006-06-21
| 04--FG10 | HIDDEN ACRES 1-1 | 137 | 99-0004 | None | CD | CHECK DAM | 2003-02-24 | 2.11 | BAPTIST CHURCH RD |  |  |  | 52 | 14 | 41 | 04--FG10 | 208164 | 876093 | 81965.09 | 423219.86 |  |  |  | 79 |  | 1 |  | 2006-06-21
| 04--FG10 | HIDDEN ACRES 1-2 | 138 | 99-0004 | None | CD | CHECK DAM | 2003-02-24 | 2.75 | BAPTIST CHURCH RD |  |  |  | 52 | 14 | 41 | 04--FG10 | 208164 | 876093 | 81965.09 | 423219.86 |  |  |  | 79 |  | 1 |  | 2006-06-21
| 04--FG10 | HIDDEN ACRES 2-1 | 139 | 99-0004 | None | CD | CHECK DAM | 2003-02-24 | 7.27 | BAPTIST CHURCH RD |  |  |  | 52 | 14 | 41 | 04--FG10 | 208164 | 876093 | 81965.09 | 423219.86 |  |  |  | 79 |  | 1 |  | 2006-06-21
| 04--FG10 | HIDDEN ACRES 2-2 | 140 | 99-0004 | None | CD | CHECK DAM | 2003-02-24 | 1.64 | BAPTIST CHURCH RD |  |  |  | 52 | 14 | 41 | 04--FG10 | 208164 | 876093 | 81965.09 | 423219.86 |  |  |  | 79 |  | 1 |  | 2006-06-21
| 04--G05 | CEDAR GROVE FARM POND 1 | 44 | 92-0037 | None | WP | WET POND | 1997-12-30 | 73.3 | HIDDEN POND CT |  | _ |  |  |  |  | 04--G05 | 229000.39 | 870499.7 | 88316 | 421515 | 1997-01-27 |  | 12 | 63 |  | 1 |  | 2001-10-05
| 04--G05 | CEDAR GROVE FARM POND 2 | 45 | 92-0037 | None | WP | WET POND | 1997-12-30 | 50.4 | HIDDEN POND CT |  | _ |  |  |  |  | 04--G05 | 229200.52 | 870699.83 | 88377 | 421576 | 1997-01-27 |  | 12 | 60 |  | 1 |  | 2001-10-05
| 04--G05 | CEDAR GROVE FARM POND 3 | 46 | 92-0037 | None | WP | WET POND | 1997-12-30 | 39.7 | HIDDEN POND CT |  | _ |  |  |  |  | 04--G05 | 229400.65 | 870749.04 | 88438 | 421591 | 1997-01-27 |  | 12 | 61 |  | 1 |  | 2001-10-05
| 04--J05 | PERSIMMON HILLS | 243 | 91-0004 | None | IT | INFILTRATION TRENCH | 1999-10-30 | 9.7 | SEMINARY RD | [6 empty] | 04--J05 | 219400.62 | 880801.3 | 85390 | 424655 | 1991-04-03 |  | 11 | 90 |  | 1 | _ | 2001-03-21
| 04--J06 | VALLEY WOOD | 340 | 00-0020 | None | EDSD | EXTENDED DETENTION STRUCTURE_DRY | 2004-01-06 | 4.79 | VALLEY WOOD CT |  |  |  | 9 | 22 | 56 | 04--J06 | 217000 | 882000 | 84658.29 | 425020.37 |  |  |  | 56 |  | 1 |  | 2006-06-21
| 04--J06 | WAWA @ HILLS HALFWAY HOUSE | 354 | 01-0012 | None | IB+UGS | INFILTRATION BASIN+UNDERGROUND STORAGE | 2002-02-01 | 0.86 | RT 5 & RT 235 |  |  |  | 13 | 4 | 185 | 04--J06 | 216400 | 881200 | 84475.41 | 424776.52 |  |  | 14 | 93 |  | 1 |  | 2006-06-21
| 04--J06 | WAWA @ HILLS HALFWAY HOUSE | 355 | 01-0012 | BMP type | WQ | WATER QUALITY | 2002-02-01 | 1.41 | RT 5 & RT 235 |  |  |  | 13 | 4 | 185 | 04--J06 | 216400 | 881200 | 84475.41 | 424776.52 |  |  | 14 | 76 |  | 1 |  | 2006-06-21
| 04--J08 | MECHANICSVILLE ASSEMBLY OF GOD | 222 | 00-0029 | None | WP | WET POND | 2003-04-30 | 4.77 | 39501 THOMAS DR |  | MECHANICSVILLE | 20659 | 13 | 10 | 82 | 04--J08 | 215000 | 810000 | 84048.57 | 403074.56 |  |  | 14 | 86 |  | 1 |  | 2006-06-21
| 04--K08 | HARPERS CORNER | 124 | 97-0027 | None | DP | DRY POND | 2002-10-04 | 5.65 |  |  | HOLLYWOOD | 20636 | 13 | 4 | 77 | 04--K08 | 213000 | 882400 | 83439.09 | 425142.29 |  |  | 12 | 74 |  | 1 |  | 2006-06-21
EVALUATE? | ADC_MAP | STRU_NAME | SEQ | SWM_ID | MISSING | STRU_TYPE | STRU_TYPE_EXPLANATION | BUILT_DATE | DRAIN_AC | ADDRESS1 | ADDR_EXTN | CITY | ZIP | TAX_MAP | GRID | PARCEL | ADC_MAP | N27_FT | E27_FT | N83_MT | E83_MT | APPR_DATE | INSP_DATE | LU | RCN | Post RCN | OFF_ON | COMMENTS | LAST_CHNGD
| 05--F01 | PYLES ESTS LOTS 1 & 2 | 258 | 89-0027 | BMP type+BuiltDate+DrainAcres | OTH | OTHER |  |  | 10-02-252 |  | _ |  |  |  |  | 05--F01 | 197248.58 | 916699.33 | 78638 | 435597 |  |  | 0 | 0 |  | 0 | LOTS 1+2 | 1996-06-24
| 05--J11 | QUEEN ARBOR SUBDVN POND 1 | 261 | 92-0032 | None | DP | DRY POND | 1997-04-03 | 2.38 | _ |  | _ |  |  |  |  | 05--J11 | 206999.1 | 898901.23 | 81610 | 430172 | 1993-10-22 |  | 11 | 103 |  | 1 | PC MTG 8/12/91; PC MTG 6/10/91; PC MTG 11/13/90; SENT COMMEN | 1996-06-24
| 05--J11 | QUEEN ARBOR SUBDVN POND 2 | 262 | 92-0032 | BuiltDate | DP | DRY POND |  | 2.14 | _ |  | _ |  |  |  |  | 05--J11 | 206398.71 | 899101.36 | 81427 | 430233 | 1997-04-03 |  | 11 | 66 |  | 1 | PC MTG 8/12/91; PC MTG 6/10/91; PC MTG 11/13/90; SENT COMMEN | 1996-06-24
| 05--J11 | QUEEN ARBOR SUBDVN POND 3 | 263 | 92-0032 | None | IB | INFILTRATION BASIN | 1997-04-03 | 1.18 | _ |  | _ |  |  |  |  | 05--J11 | 206149.37 | 899511.46 | 81351 | 430358 |  |  | 11 | 65 |  | 1 | PC MTG 8/12/91; PC MTG 6/10/91; PC MTG 11/13/90; SENT COMMEN | 2001-10-05
| 05--K12 | NORRIS ACRES | 231 | 91-0017 | DrainAcres | DP | DRY POND | 1993-06-02 |  | _ |  | _ |  |  |  |  | 05--K12 | 205637.57 | 901502.87 | 81195 | 430965 | 1991-11-06 |  | 0 | 0 |  | 0 | I&M 10/24/91; PC MTG 1/22/90 | 1996-06-24
EVALUATE? | ADC_MAP | STRU_NAME | SEQ | SWM_ID | MISSING | STRU_TYPE | STRU_TYPE_EXPLANATION | BUILT_DATE | DRAIN_AC | ADDRESS1 | ADDR_EXTN | CITY | ZIP | TAX_MAP | GRID | PARCEL | ADC_MAP | N27_FT | E27_FT | N83_MT | E83_MT | APPR_DATE | INSP_DATE | LU | RCN | Post RCN | OFF_ON | COMMENTS | LAST_CHNGD
| 06--C07 | QUEENTREE LANDING | 265 | 90-0038 | DrainAcres | DP | DRY POND | 1991-05-08 |  | _ |  | _ |  |  |  |  | 06--C07 | 214239.92 | 906811.11 | 83817 | 432583 | 1990-07-03 |  | 0 | 0 |  | 0 | I&M 10/26/87 | 1996-06-24
EVALUATE? | ADC_MAP | STRU_NAME | SEQ | SWM_ID | MISSING | STRU_TYPE | STRU_TYPE_EXPLANATION | BUILT_DATE | DRAIN_AC | ADDRESS1 | ADDR_EXTN | CITY | ZIP | TAX_MAP | GRID | PARCEL | ADC_MAP | N27_FT | E27_FT | N83_MT | E83_MT | APPR_DATE | INSP_DATE | LU | RCN | Post RCN | OFF_ON | COMMENTS | LAST_CHNGD
| 08--D02 | HELENS RETREAT | 379 | 03-0006 | BuiltDate | EDSD | EXTENDED DETENTION STRUCTURE_DRY |  | 4.7 | RT 5 & RT 238 | W OF RT 5 & N OF RT 238 |  |  | 18 | 7 | 57+58+115 | 08--D02 | 198500 | 871500 | 79019.5 | 421819.876 |  |  |  | 70 |  | 1 |  | 2006-11-30
| 08--K11 | HEAD OF THE BAY ESTS MINOR | 127 | 90-0027 | DrainAcres | IT | INFILTRATION TRENCH | 1991-05-29 |  | 24-22-178 |  | _ |  |  |  |  | 08--K11 | 180899.89 | 881674.05 | 73655 | 424921 | 1990-08-24 |  | 0 | 0 |  | 0 | PC MTG 7/08/91; TEC - 10/18/89; SEE PWA FOR BOND | 1996-06-24
EVALUATE? | ADC_MAP | STRU_NAME | SEQ | SWM_ID | MISSING | STRU_TYPE | STRU_TYPE_EXPLANATION | BUILT_DATE | DRAIN_AC | ADDRESS1 | ADDR_EXTN | CITY | ZIP | TAX_MAP | GRID | PARCEL | ADC_MAP | N27_FT | E27_FT | N83_MT | E83_MT | APPR_DATE | INSP_DATE | LU | RCN | Post RCN | OFF_ON | COMMENTS | LAST_CHNGD
| 10--C05 | TAYLOR RENTAL CTR | 335 | 97-0010 | None | DP | DRY POND | 1998-01-02 | 1.35 | MD RT 235 |  | CALFORNIA | 20619 |  |  |  | 10--C05 | 167350.84 | 945802.96 | 69525 | 444468 | 1996-11-27 |  | 14 | 92 |  | 1 | _ | 1998-07-22
| 10--C12 | BARNES ESTS | 14 | 96-0003 | None | WP | WET POND | 2002-07-22 | 3.1 | MCINTOSH RD & STEPHEN YOUNG CT |  |  |  | 32 | 5 | 396 | 10--C12 | 179000 | 907500 | 73075.83 | 432792.96 | 1995-09-29 |  | 12 | 75 |  |  |  | 2006-06-21
| 10--C12 | BARNES ESTS PH 1 | 15 | 96-0003 | DrainAcres | DP | DRY POND | 1998-01-01 |  | _ |  | _ |  |  |  |  | 10--C12 | 178849.64 | 906876.79 | 73030 | 432603 |  |  | 0 | 0 |  | 0 | _
| 10--C12 | BARNES ESTS PH 2 SATIV CORP | 16 | NA | BuiltDate+DrainAcres | DP | DRY POND |  |  | _ |  | _ |  |  |  |  | 10--C12 | 177999.9 | 907001.46 | 72771 | 432641 |  |  | 0 | 0 |  | 0 | ACTIVE OPEN
| 10--C12 | HOLLAND FOREST LANDING | 142 | 94-0014 | None | DP | DRY POND | 1997-10-20 | 6.76 | MCINTOSH RD TINTOP HILL |  | _ |  |  |  |  | 10--C12 | 180001.24 | 910000.06 | 73381 | 433555 |  |  | 12 | 80 |  | 1 | _ | 1997-10-21
| 10--C12 | ST MATTHEWS FREE GOSPEL CH | 324 | 10--C12 | None | SF | SAND FILTER | 2004-01-30 | 0.21 | 23765 HOLLYWOOD RD |  | LEONARDTOWN | 20650 | 32 | 6 | 8+10 | 10--C12 | 178300 | 907600 | 72862.47 | 432823.44 |  |  | 16 | 87 |  | 1 |  | 2006-06-21
| 10--E02 | FOREST LAKE SUBDVN | 103 | 97-0002 | DrainAcres | SW+CD | GRASS SWALE WITH CHECK DAM | 1999-01-01 |  | _ |  | _ |  |  |  |  | 10--E02 | 198498.54 | 911000.66 | 79019 | 433860 |  |  | 0 | 0 |  | 0 | CHECK DAM
| 10--G02 | PYLES ESTS POND 7 | 260 | 93-0022 | None | DP | DRY POND | 1997-02-18 | 8.06 | _ |  | HOLLYWOOD |  |  |  |  | 10--G02 | 197248.58 | 916699.33 | 78638 | 435597 |  |  | 0 | 50 |  | 1 | EMBANKMENT STRUCTURE STORMWATER MANAGEMENT DRY | 1997-02-19
| 10--G03 | PYLES ESTS POND 10 | 259 | 93-0022 | None | DP | DRY POND | 1997-02-19 | 23.06 | _ |  | HOLLYWOOD |  |  |  |  | 10--G03 | 197248.58 | 916699.33 | 78638 | 435597 |  |  | 0 | 53 |  |  | EMBANKMENT STRUCTURE STORMWATER MANAGEMENT DRY | 1997-02-19
| 10--G10 | BROOKS CLUSTER | 36 | 03-0001 | BuiltDate | DP | DRY POND |  | 54.92 | RT 245 & OLD RT 245 | 400 FT SW OF |  |  | 26 | 21 | 120 | 10--G10 | 182500 | 915000 | 74142.61 | 435079.02 |  |  | 11 | 56 |  | 1 |  | 2006-06-21
| 10--G11 | BROOKS CLUSTER APT 26-21-388 | 37 | 89-0062 | DrainAcres | DP | DRY POND | 1990-01-01 |  | _ |  | _ |  |  |  |  | 10--G11 | 181651.56 | 916098.98 | 73884 | 435414 |  |  | 0 | 0 |  | 0 | I&M 6/29/89PLANS SUBMITTED 4/25/89; COMMENTS SENT 5/5/89; A | 1996-06-24
| 10--J11 | ABELL'S RUN | 8 | 90-0023 | DrainAcres | WP | WET POND | 1991-03-12 |  | _ |  | _ |  |  |  |  | 10--J11 | 180500.03 | 919701.25 | 73533 | 436512 | 1990-04-02 |  | 0 | 0 |  | 0 | I&M 4/02/90; I&M 3/02/93; COMMENTS 5/2/89; SWM COMMENTS 10/0 | 1996-06-24
EVALUATE? | ADC_MAP | STRU_NAME | SEQ | SWM_ID | MISSING | STRU_TYPE | STRU_TYPE_EXPLANATION | BUILT_DATE | DRAIN_AC | ADDRESS1 | ADDR_EXTN | CITY | ZIP | TAX_MAP | GRID | PARCEL | ADC_MAP | N27_FT | E27_FT | N83_MT | E83_MT | APPR_DATE | INSP_DATE | LU | RCN | Post RCN | OFF_ON | COMMENTS | LAST_CHNGD
| 11--C13 | PRB OFC | 253 | 96-0032 | BuiltDate+DrainAcres | DP | DRY POND |  |  | _ |  | _ |  |  |  |  | 11--C13 | 177301.31 | 926498.97 | 72558 | 438584 |  |  | 0 | 0 |  | 0 | _
| 11--C13 | ST MARY'S IND PK SECT 1 LOT 1 | 311 | 88-0041 | BuiltDate+DrainAcres | DP | DRY POND |  |  | _ |  | _ |  |  |  |  | 11--C13 | 177337.4 | 927046.85 | 72569 | 438751 |  |  | 0 | 0 |  | 0 | I&M 5/2/88 ALSO SEE 88-0840 | 1996-06-24
| 11--C13 | ST MARYS IND/BUS CTR LOTS 13+14+17 | 319 | 04-0026 | BuiltDate | BR | BIORETENTION |  | 0.53 |  | ST MARYS IND PARK | HOLLYWOOD |  | 34 | 1 | 548 | 11--C13 | 177500 | 926500 | 72618.56 | 438584.31 |  |  | 14 | 85 |  | 1 |  | 2006-06-21
| 11--C13 | ST MARYS IND/BUS CTR LOTS 13+14+17 | 320 | 04-0026 | BuiltDate | SF | SAND FILTER |  | 2.52 |  | ST MARYS IND PARK | HOLLYWOOD |  | 34 | 1 | 548 | 11--C13 | 177500 | 926500 | 72618.56 | 438584.31 |  |  | 14 | 90 |  | 1 |  | 2006-06-21
| 11--D01 | CHANEY PHYSICAL THERAPY | 54 | 03-0011 | None | SF | SAND FILTER | 2003-10-01 | 0.24 | 26045 SOTTERLY RD |  | HOLLYWOOD | 20636 | 21 | 7 | 57 | 11--D01 | 200000 | 929500 | 79476.61 | 439498.75 |  |  | 11 | 87 |  | 1 |  | 2006-06-21
| 11--D11 | HOLLYWOOD BUS PK | 143 | 01-0003 | BuiltDate | EDSD | EXTENDED DETENTION STRUCTURE_DRY |  | 10.5 | MERVELL DEAN RD |  | HOLLYWOOD |  | 27 | 19 | 1855 | 11--D11 | 181000 | 928500 | 73685.36 | 439193.93 |  |  | 14 | 85 |  | 1 |  | 2006-06-21
| 11--D11 | ST MARY'S MEDICAL CTR | 321 | 96-0018 | None | EDSD | EXTENDED DETENTION STRUCTURE_DRY | 1998-12-24 | 605 | _ |  | _ |  |  |  |  | 11--D11 | 179364.95 | 927906.41 | 73187 | 439013 | 1996-03-29 |  | 14 | 90 |  | 0 | _ | 2001-10-05
| 11--D12 | CHAMPION USED AUTO PARTS LOT 4 SECT 1 | 49 | 93-0003 | None | EDSD | EXTENDED DETENTION STRUCTURE_DRY | 2002-11-18 | 3 |  | ST MARYS IND PK | [5 empty] | 11--D12 | 133395 | 946942 | 59175.16 | 444815.2 |  |  | 15 | 74 |  | 1 |  | 2006-06-21
| 11--D13 | SAILING SPECIALITIES INC | 277 | 97-0011 | None | DP | DRY POND | 1997-09-12 | 7.18 | P O BOX 99 |  | HOLLYWOOD | 20636 |  |  |  | 11--D13 | 177399.75 | 927899.85 | 72588 | 439011 | 1996-11-13 |  |  | 83 |  | 1 | _ | 1997-10-27
| 11--D13 | WALLY'S EXCAVATING | 346 | 96-0016 | None | DP | DRY POND | 1995-10-23 | 2 | COMMERCE AVE |  | _ |  |  |  |  | 11--D13 | 177501.45 | 928001.55 | 72619 | 439042 |  |  | 15 | 74 |  | 1 | _ | 1995-10-23
| 11--E13 | THREE NOTCH VETERINARY HOSPITAL | 336 | 95-0003 | None | DP | DRY POND | 1997-11-25 | 2.16 | 55 AIRPORT VIEW DR |  | HOLLYWOOD | 20636 |  |  |  | 11--E13 | 180001.45 | 929999.53 | 73381 | 439651 |  |  | 14 | 81 |  | 1 | _ | 1997-11-25
| 11--F09 | HOLLYWOOD ES | 144 | 92-0023 | None | ED | EXTENDED DETENTION STRUCTURE | 1994-02-23 | 12.18 | _ |  | _ |  |  |  |  | 11--F09 | 184000.78 | 931600.53 | 74600 | 440139 | 1992-04-13 |  | 16 | 74 |  | 1 | I&M 4/16/92; PC MTG 10/15/91 | 1996-06-24
| 11--K09 | IAMs WILLIAM W WINPISINGER ED & TECH CTR | 154 | 99-0018 | None | DW | DRY WELL | 2002-04-23 | 0.46 | 24494 PLACID HARBOR WAY |  | HOLLYWOOD | 20636 | 27 | 18 | 157 | 11--K09 | 185000 | 940000 | 74904.54 | 442699.23 |  |  |  | 98 |  | 1 |  | 2006-06-21
EVALUATE? | ADC_MAP | STRU_NAME | SEQ | SWM_ID | MISSING | STRU_TYPE | STRU_TYPE_EXPLANATION | BUILT_DATE | DRAIN_AC | ADDRESS1 | ADDR_EXTN | CITY | ZIP | TAX_MAP | GRID | PARCEL | ADC_MAP | N27_FT | E27_FT | N83_MT | E83_MT | APPR_DATE | INSP_DATE | LU | RCN | Post RCN | OFF_ON | COMMENTS | LAST_CHNGD
| 12--K08 | COUNTY FIRST BANK | 74 | 04-0077 | BuiltDate | BR | BIORETENTION |  | 0.7 | 37605 NEW MARKET RD |  | CHARLOTTE HALL | 20622 | 4 | 16 | 101 | 12--K08 | 245000 | 864000 | 93192.64 | 419533.87 |  |  | 14 | 72 |  | 1 |  | 2006-06-21
EVALUATE? | ADC_MAP | STRU_NAME | SEQ | SWM_ID | MISSING | STRU_TYPE | STRU_TYPE_EXPLANATION | BUILT_DATE | DRAIN_AC | ADDRESS1 | ADDR_EXTN | CITY | ZIP | TAX_MAP | GRID | PARCEL | ADC_MAP | N27_FT | E27_FT | N83_MT | E83_MT | APPR_DATE | INSP_DATE | LU | RCN | Post RCN | OFF_ON | COMMENTS | LAST_CHNGD
| 14--E05 | ST WINIFRED'S ESTS | 325 | 95-0013 | BuiltDate+DrainAcres | SM | SHALLOW MARSH |  |  | _ |  | _ |  |  |  |  | 14--E05 | 170000.82 | 873498.44 | 70333 | 422429 |  |  | 0 | 0 |  | 0 | _
| 14--F02 | DYNAR FARM ESTS | 84 | 95-0011 | DrainAcres | DP | DRY POND | 1998-01-01 |  | _ |  | _ |  |  |  |  | 14--F02 | 173029.05 | 873760.9 | 71256 | 422509 |  |  | 0 | 0 |  | 0 | _
EVALUATE? | ADC_MAP | STRU_NAME | SEQ | SWM_ID | MISSING | STRU_TYPE | STRU_TYPE_EXPLANATION | BUILT_DATE | DRAIN_AC | ADDRESS1 | ADDR_EXTN | CITY | ZIP | TAX_MAP | GRID | PARCEL | ADC_MAP | N27_FT | E27_FT | N83_MT | E83_MT | APPR_DATE | INSP_DATE | LU | RCN | Post RCN | OFF_ON | COMMENTS | LAST_CHNGD
| 15--F09 | BRETON BAY GOLF & COUNTRY CLUB | 30 | 90-0014 | DrainAcres | WP | WET POND | 1991-05-24 |  | _ |  | _ |  |  |  |  | 15--F09 | 159180.87 | 893248.59 | 67035 | 428449 | 1989-11-28 |  | 0 | 0 |  | 0 | PC 5/13/91 PC MTG 8/28/89 PC MTG 11/13/89 GP RQMT SENT 11 | 1996-06-24
| 15--F10 | BRETON BAY LANDINGS FAC 1 | 31 | 95-0004 | None | WP | WET POND | 1998-01-01 | 1.4 | _ |  | _ |  |  |  |  | 15--F10 | 155998.47 | 893999.88 | 66065 | 428678 | 1994-12-23 |  | 0 | 0 |  | 0 | PC MTG 9/26/94; REVIEW OF 9 LOT SUBDIVISION; REC'D RECORD PL | 1996-06-24
| 15--F10 | BRETON BAY LANDINGS FAC 2 | 32 | 95-0004 | None | WP | WET POND | 1998-01-01 | 1.4 | _ |  | _ |  |  |  |  | 15--F10 | 155998.47 | 893999.88 | 66065 | 428678 | 1994-12-23 |  | 0 | 0 |  | 0 | PC MTG 9/26/94; REVIEW OF 9 LOT SUBDIVISION; REC'D RECORD PL | 1996-06-24
| 15--F10 | BRETON BAY LANDINGS FAC 3 | 33 | 95-0004 | None | WP | WET POND | 1998-01-01 | 1.4 | _ |  | _ |  |  |  |  | 15--F10 | 155998.47 | 893999.88 | 66065 | 428678 | 1994-12-23 |  | 0 | 0 |  | 0 | PC MTG 9/26/94; REVIEW OF 9 LOT SUBDIVISION; REC'D RECORD PL | 1996-06-24
| 15--F10 | BRETON BAY LANDINGS FAC 4 | 34 | 95-0004 | None | WP | WET POND | 1998-01-01 | 1.4 | _ |  | _ |  |  |  |  | 15--F10 | 155998.47 | 893999.88 | 66065 | 428678 | 1994-12-23 |  | 0 | 0 |  | 0 | PC MTG 9/26/94; REVIEW OF 9 LOT SUBDIVISION; REC'D RECORD PL | 1996-06-24
| 15--F10 | LANDINGS OF BRETON BAY | 167 | 95-0004 | None | IB | INFILTRATION BASIN | 1998-01-01 | 1.4 | _ |  | _ |  |  |  |  | 15--F10 | 155998.47 | 893999.88 | 66065 | 428678 | 1994-12-23 |  | 0 | 0 |  | 0 | PC MTG 9/26/94; REVIEW OF 9 LOT SUBDIVISION; REC'D RECORD PL | 1996-06-24
| 15--G03 | LEONARDTOWN CTR | 191 | 89-0008 | DrainAcres | DP | DRY POND | 1991-01-01 |  | 32-15-379 |  | _ |  |  |  |  | 15--G03 | 172235.37 | 897188.74 | 71014 | 429650 |  |  | 0 | 0 |  | 0 | I&M 8/29/88; PC APPROVAL FOR PHASE 1 CONTINGENT ON APP FROM | 1996-06-24
| 15--G03 | LEONARDTOWN CTR | 192 | SNO-3215 | BuiltDate+DrainAcres | WP | WET POND |  |  | 32-15-379 |  | LEONARDTOWN |  |  |  |  | 15--G03 | 172235.37 | 897188.74 | 71014 | 429650 |  |  | 0 | 0 |  | 0 | I&M 8/29/88; PC APPROVAL FOR PHASE 1 CONTINGENT ON APP FROM | 1996-06-24
| 15--J08 | MEDLEY NECK SECT 3 | 225 | 91-0021 | DrainAcres | IT | INFILTRATION TRENCH | 1993-06-02 |  |  |  | _ |  | 49 | 01 | 154 | 15--J08 | 154423.9 | 907998.85 | 65585 | 432945 | 1991-02-13 |  | 0 | 0 |  | 0 | _ | 1996-06-24
EVALUATE? | ADC_MAP | STRU_NAME | SEQ | SWM_ID | MISSING | STRU_TYPE | STRU_TYPE_EXPLANATION | BUILT_DATE | DRAIN_AC | ADDRESS1 | ADDR_EXTN | CITY | ZIP | TAX_MAP | GRID | PARCEL | ADC_MAP | N27_FT | E27_FT | N83_MT | E83_MT | APPR_DATE | INSP_DATE | LU | RCN | Post RCN | OFF_ON | COMMENTS | LAST_CHNGD
| 16--B01 | LEONARDTOWN BAPTIST CH | 190 | 02-0040 | None | EDSD | EXTENDED DETENTION STRUCTURE_DRY | 2002-05-20 | 3.08 | RT 245 |  | LEONARDTOWN | 20650 | 32 |  | 32 | 16--B01 | 175000 | 905000 | 71856.63 | 432030.94 |  |  | 14 | 58 |  | 1 |  | 2006-06-21
| 16--B04 | CHARLES CO COMM COLL-ST MARY'S CO CAMPUS | 55 | NA | None | DP | DRY POND | 1996-11-15 | 56.9 | RT 5 & RT 245 |  | LEONARDTOWN | 20650 |  |  |  | 16--B04 | 169948.74 | 906000.85 | 70317 | 432336 |  |  | 16 | 78 |  | 1 | _ | 1997-10-20
| 16--D12 | KINGSTON POND 6 PH 3 | 161 | 02-0025 | BuiltDate | EDSD | EXTENDED DETENTION STRUCTURE_DRY |  | 7.32 | RT 244 & BRETON BEACH RD | NB SIDE & APPROX 1500' S |  |  | 49 | 7 | 78 | 16--D12 | 153000 | 908000 | 65150.99 | 432945.35 |  |  | 11 | 70 |  | 1 |  | 2006-06-21
| 16--D12 | KINGSTON POND 7 PH 3 | 162 | 02-0025 | BuiltDate | EDSD | EXTENDED DETENTION STRUCTURE_DRY |  | 4.35 | RT 244 & BRETON BEACH RD | NB SIDE & APPROX 1500' S |  |  | 49 | 7 | 78 | 16--D12 | 153000 | 908000 | 65150.99 | 432945.35 |  |  | 11 | 69 |  | 1 |  | 2006-06-21
| 16--D12 | KINGSTON POND 8 PH 3 | 163 | 02-0025 | BuiltDate | EDSD | EXTENDED DETENTION STRUCTURE_DRY |  | 10.56 | RT 244 & BRETON BEACH RD | NB SIDE & APPROX 1500' S |  |  | 49 | 7 | 78 | 16--D12 | 153000 | 908000 | 65150.99 | 432945.35 |  |  | 11 | 67 |  | 1 |  | 2006-06-21
| 16--D13 | KINGSTON POND 2 PH 1 | 159 | 99-0024 | None | EDSW | EXTENDED DETENTION STRUCTURE_WET | 2001-11-16 | 6.2 | RT 244 & BRETON BEACH RD | NB SIDE & APPROX 1500' S |  |  | 49 | 7 | 78 | 16--D13 | 151000 | 910000 | 64541.38 | 433554.97 |  |  | 11 | 79 |  | 1 |  | 2006-06-21
| 16--D13 | KINGSTON POND 3 PH 3 | 160 | 99-0024 | None | EDSW | EXTENDED DETENTION STRUCTURE_WET | 2001-11-16 | 8.44 | RT 244 & BRETON BEACH RD | NB SIDE & APPROX 1500' S |  |  | 49 | 7 | 78 | 16--D13 | 151000 | 910000 | 64541.38 | 433554.97 |  |  | 11 | 77 |  | 1 |  | 2006-06-21
| 16--E08 | LEONARDTOWN HS POND 1 | 193 | 99-0041 | None | EDSD | EXTENDED DETENTION STRUCTURE_DRY | 2001-12-10 | 21.4 | 23995 POINT LOOKOUT RD |  |  |  | 41 | 13+14+19+20 |  | 16--E08 | 160000 | 911000 | 67284.59 | 433859.78 |  |  | 16 | 84 |  | 1 |  | 2006-06-21
| 16--E08 | LEONARDTOWN HS POND 2 | 194 | 99-0041 | None | EDSD | EXTENDED DETENTION STRUCTURE_DRY | 2002-10-20 | 6.5 | 23995 POINT LOOKOUT RD |  |  |  | 41 | 13+14+19+20 |  | 16--E08 | 160000 | 911000 | 67284.59 | 433859.78 |  |  | 16 | 91 |  | 1 |  | 2006-06-21
EVALUATE? | ADC_MAP | STRU_NAME | SEQ | SWM_ID | MISSING | STRU_TYPE | STRU_TYPE_EXPLANATION | BUILT_DATE | DRAIN_AC | ADDRESS1 | ADDR_EXTN | CITY | ZIP | TAX_MAP | GRID | PARCEL | ADC_MAP | N27_FT | E27_FT | N83_MT | E83_MT | APPR_DATE | INSP_DATE | LU | RCN | Post RCN | OFF_ON | COMMENTS | LAST_CHNGD
| 17--C06 | SOUTHERN MARYLAND BROADCASTING CORP STORAGE | 289 | 98-0019 | BuiltDate | DP | DRY POND |  | 14.6 | ST ANDREWS CHURCH RD |  | CALIFORNIA | 20619 | 42 | 7 | 80 | 17--C06 | 163000 | 927000 | 68198.92 | 438736.71 | 1998-03-31 |  | 14 | 77 |  | 1 |  | 2006-06-21
| 17--C13 | KINGSTON SHORES 96-0299 | 164 | 98-0046 | None | EDSD | EXTENDED DETENTION STRUCTURE_DRY | 2002-07-24 | 1.01 | GROSS DR | 1 1/4 MI S OF THOS JOHNSON BRIDGE |  |  | 35 | 7 | 23&112 | 17--C13 | 177000 | 945800 | 72466.1 | 444467.1 | 1999-03-17 |  | 11 | 60 |  | 1 |  | 2006-06-21
| 17--D01 | AIRPORT HANGAR EXPANSION | 9 | 04-0024 | BuiltDate | SF | SAND FILTER |  | 5.057 | AIRPORT RD | AT END OF |  |  | 34 | 7 | 151 | 17--D01 | 175750 | 930000 | 72085.15 | 439651.14 |  |  | 15 | 84 |  | 1 |  | 2006-06-21
| 17--D01 | ST MARYS AIRPORT | 307 | 02-0031 | BuiltDate | SF+FOREBAY | SAND FILTER+FOREBAY |  | 3.45 | AIRPORT RD |  | CALIFORNIA | 20619 | 34 | 8 | 299 | 17--D01 | 175000 | 928000 | 71856.55 | 439041.53 |  |  | 15 | 69 |  | 1 |  | 2006-06-21
| 17--E02 | WILDEWOOD TECH PK LOT 15 | 368 | 98-0030 | None | EDSD | EXTENDED DETENTION STRUCTURE_DRY | 1999-05-17 | 5.3 | 23330 COTTONWOOD PKWY | [6 empty] | 17--E02 | 173498.9 | 931000.16 | 71399 | 439956 | 1998-05-14 |  | 14 | 81 |  | 1 | _ | 2001-03-21
| 17--F01 | WILDEWOOD PROF PK BLDG 4 | 367 | 01-0007 | None | IT | INFILTRATION TRENCH | 2002-01-25 | [5 empty] | 34 | 9 | 576 | 17--F01 | 174800 | 927920 | 71795.59 | 439017.14 | [5 empty] | 1 |  | 2006-06-21
| 17--F02 | WILDEWOOD MALL SWM | 366 | 89-0020 | DrainAcres | WP | WET POND | 1991-01-21 |  | _ |  | _ |  |  |  |  | 17--F02 | 173000.24 | 932699.59 | 71247 | 440474 | 1989-02-10 |  | 0 | 0 |  | 0 | I&M 2/10/89 | 1996-06-24
| 17--F08 | MAPLE RUN SECT 4 | 216 | 92-0026 | BuiltDate | ED | EXTENDED DETENTION STRUCTURE |  | 2.92 | PLANTATION CT & VICTORIAN RUN |  | _ |  |  |  |  | 17--F08 | 160772.64 | 930832.87 | 67520 | 439905 | 1992-07-22 |  | 0 | 0 |  | 0 | I&M 7/22/92; 07/08/91 PC MTG; TOTAL AREA 40 ACRES | 1996-06-24
| 17--G01 | CALIFORNIA SLEEP INN | 39 | 94-0013 | None | DP | DRY POND | 2002-07-09 | 3.11 | 23418 THREE HATCH RD |  | CALIFORNIA | 20610 | 54 | 9 | 158 | 17--G01 | 175000 | 945500 | 71856.49 | 444375.66 |  |  | 14 | 72 |  | 1 |  | 2006-06-21
| 17--H03 | FIRST COLONY POND 1 | 97 | 99-0025 | BuiltDate | IB | INFILTRATION BASIN |  | 37.3 | RT 4 & FDR BLVD |  |  |  | 34 | 22+23 | 444+455+456+P/O490+516 | 17--H03 | 170000 | 932000 | 70332.52 | 440260.76 |  |  | 14 | 88 |  | 1 |  | 2006-06-21
| 17--H03 | LEXINGTON PARK CHURCH OF CHRIST | 196 | 99-0039 | None | DP | DRY POND | 2002-11-13 | 5.3 | ST ANDREWS CHURCH RD |  |  |  | 34 | 16+22 | 520 | 17--H03 | 170262 | 936427 | 70412.36 | 441610.14 |  |  | 16 | 80 |  | 1 |  | 2006-06-21
| 17--H04 | FIRST COLONY CTR | 96 | 99-0025 | BMP type+BuiltDate | OTH | OTHER |  | 13.18 | RT 4 & RT 235 |  | CALIFORNIA |  | 34 | 22+23 | 455 | 17--H04 | 171600 | 937700 | 70820.18 | 441998.16 |  |  | 1542 | 94 |  | 1 |  | 2006-06-21
| 17--J02 | CHRISTIE DENTAL OFC | 63 | GP-98-0038 | None | DP | DRY POND | 1999-10-07 | 0.49 | RT 235 |  | CALIFORNIA |  |  |  |  | 17--J02 | 172501.61 | 937499.33 | 71095 | 441937 | 1998-12-21 |  | 14 | 87 |  | 1 | _ | 2001-03-21
| 17--J03 | DEXTER SUBDVN | 83 | 90-0018 | None | DP | DRY POND | 1996-08-05 | 1.02 | 17882 THREE NOTCH RD |  | CALIFORNIA | 20619 |  |  |  | 17--J03 | 171051.5 | 938001.29 | 70653 | 442090 | 1990-02-27 |  | 14 | 89 |  | 1 | _ | 1997-10-24
NO | 17--J03 | WAWA @ ST ANDREWS CHURCH RD BASIN 1 | 357 | 03-0005 | BuiltDate | UGS | UNDERGROUND STORAGE |  | 0.963 | 23141 THREE NOTCH RD |  | CALIFORNIA | 20619 | 34 |  | 56 | 17--J03 | 171000 | 938000 | 70637.3 | 442089.61 |  |  | 14 | 94 |  | 1 |  | 2006-06-21
NO | 17--J03 | WAWA @ ST ANDREWS CHURCH RD BASIN 2 | 358 | 03-0005 | BuiltDate | UGS | UNDERGROUND STORAGE |  | 0.771 | 23141 THREE NOTCH RD |  | CALIFORNIA | 20619 | 34 |  | 56 | 17--J03 | 171000 | 938000 | 70637.3 | 442089.61 |  |  | 14 | 94 |  | 1 |  | 2006-06-21
| 17--J04 | FIRST COLONY POND 2 | 98 | 99-0025 | BuiltDate | EDSW | EXTENDED DETENTION STRUCTURE_WET |  | 88.2 | FIRST COLONY BLVD & FDR BLVD |  |  |  | 34 | 22+23 | 444+455+456+P/O490+516 | 17--J04 | 169000 | 938000 | 70027.7 | 442089.61 |  |  | 14 | 87 |  | 1 |  | 2006-06-21
| 17--J04 | FIRST COLONY POND 3 | 99 | 99-0025 | BuiltDate | DP | DRY POND |  | 72.1 | FDR BLVD |  |  |  | 34 | 22+23 | 444+455+456+P/O490+516 | 17--J04 | 168000 | 939000 | 69722.89 | 442394.41 |  |  | 14 | 84 |  | 1 |  | 2006-06-21
| 17--J13 | HUNTING QUARTER SECT 2C | 149 | 98-0029 | BuiltDate | EDSD | EXTENDED DETENTION STRUCTURE_DRY |  | 36.78 | RT 5 & HUNTING QUARTER DR |  |  |  | 50 | 16 | 89 | 17--J13 | 150000 | 937300 | 64236.44 | 441876.23 |  |  | 11 | 81 |  | 1 |  | 2006-06-21
| 17--K05 | LAUREL GLEN PUD | 168 | 92-0011 | DrainAcres | DP | DRY POND | 2001-05-31 |  | 42-05-215 |  | _ |  |  |  |  | 17--K05 | 166501.05 | 939500.6 | 69266 | 442547 |  |  | 0 | 0 |  | 0 | I&M 5/07/93; PC MTG 7/08/91; PC MTG 6/10/91 | 1996-06-24
| 17--K05 | LAUREL GLEN PUD PH 5 SECT 2 FAC 1 | 169 | 92-0011 | BuiltDate+DrainAcres | DP | DRY POND |  |  | 42-05-215 |  | _ |  |  |  |  | 17--K05 | 166501.05 | 939500.6 | 69266 | 442547 |  |  | 0 | 0 |  | 0 | I&M 5/07/93; PC MTG 7/08/91; PC MTG 6/10/91 | 1996-06-24
| 17--K05 | LAUREL GLEN PUD PH 5 SECT 2 FAC 2 | 170 | 92-0011 | BuiltDate+DrainAcres | DP | DRY POND |  |  | 42-05-215 |  | _ |  |  |  |  | 17--K05 | 166501.05 | 939500.6 | 69266 | 442547 |  |  | 0 | 0 |  | 0 | I&M 5/07/93; PC MTG 7/08/91; PC MTG 6/10/91 | 1996-06-24
| 17--K05 | LAUREL GLEN PUD PH 5 SECT 2 FAC 3 | 171 | 92-0011 | BuiltDate+DrainAcres | DP | DRY POND |  |  | 42-05-215 |  | _ |  |  |  |  | 17--K05 | 166501.05 | 939500.6 | 69266 | 442547 |  |  | 0 | 0 |  | 0 | I&M 5/07/93; PC MTG 7/08/91; PC MTG 6/10/91 | 1996-06-24
| 17--K05 | LAUREL GLEN PUD POND 2 | 172 | 94-0017 | BuiltDate | DP | DRY POND |  | 15.1 |  |  |  |  | 42 | 5 | 669 | 17--K05 | 160600 | 940000 | 67467.34 | 442699.22 |  |  | 13 | 86 |  | 1 |  | 2006-06-21
| 17--K05 | LAUREL GLEN PUD POND 3 PH 5 SECT 2 | 173 | 98-0008 | None | DP | DRY POND | 2002-01-03 | 13.83 |  |  |  |  | 42 | 5 | 231 | 17--K05 | 160310 | 940020 | 67378.95 | 442705.31 |  |  | 13 | 79 |  | 1 |  | 2006-06-21
EVALUATE? | ADC_MAP | STRU_NAME | SEQ | SWM_ID | MISSING | STRU_TYPE | STRU_TYPE_EXPLANATION | BUILT_DATE | DRAIN_AC | ADDRESS1 | ADDR_EXTN | CITY | ZIP | TAX_MAP | GRID | PARCEL | ADC_MAP | N27_FT | E27_FT | N83_MT | E83_MT | APPR_DATE | INSP_DATE | LU | RCN | Post RCN | OFF_ON | COMMENTS | LAST_CHNGD
| 18--A01 | PATUXENT PRESBYTERIAN | 240 | 04-0029 | BuiltDate | IB | INFILTRATION BASIN |  | 3 | 23421 KINGSTON CREEK RD |  | CALIFORNIA | 20619 | 34 | 12 | 24+527+633 | 18--A01 | 172000 | 942000 | 70942.09 | 443308.84 |  |  | 16 | 81 |  | 1 |  | 2006-06-21
NO | 18--A04 | BLAIR RETAIL CTR | 22 | 96-0001 | None | UGS | UNDERGROUND STORAGE | 1998-01-01 | 1.7 | _ |  | _ |  |  |  |  | 18--A04 | 157898.82 | 941761.05 | 66644 | 443236 |  |  | 0 | 0 |  | 0 | STANDARD SITE PLAN W/ UNDERGROUND SWM PROPOSED FOR CONSTRUCT | 1996-06-24
| 18--A04 | CHILDRENS WELLNESS CTR LOT 9 | 61 | 01-0021 | BMP type | WQ | WATER QUALITY | 2003-10-27 | 0.48 | 22876 THREE NOTCH RD |  | LEXINGTON PARK | 20653 | 35A | 24 | 1 | 18--A04 | 168170 | 943590 | 69774.69 | 443793.48 |  |  | 14 | 92 |  | 1 |  | 2006-06-21
| 18--A04 | LAUREL GLEN SHOPPING CTR | 174 | 89-0064 | DrainAcres | WP | WET POND | 1992-06-01 |  | _ |  | _ |  |  |  |  | 18--A04 | 168600.79 | 941698.7 | 69906 | 443217 | 1989-10-11 |  | 0 | 0 |  | 0 | I&M 8/31/89 ALSO SEE ALLSTON 89-0676; BROWN 89-0677 PC MTG | 1996-06-24
| 18--A04 | OBRIEN REALTY OFC BLDG LOTS 1+7+8 | 237 | 02-0045 | BuiltDate | SF | SAND FILTER |  | 2.55 | 22876 THREE NOTCH RD |  | LEXINGTON PARK | 20653 | 35A | 24 | 1 | 18--A04 | 168170 | 943590 | 69774.69 | 443793.48 |  |  | 14 | 84 |  | 1 |  | 2006-06-21
| 18--A04 | WATTS OFC BLDG | 349 | 96-0025 | None | DP | DRY POND | 1998-03-19 | 1.14 | MD RT 235 NORTH TOWN CREEK |  | _ |  |  |  |  | 18--A04 | 169998.41 | 941498.57 | 70332 | 443156 | 1996-08-21 |  | 14 | 93 |  | 1 | _ | 1998-07-22
| 18--A04 | WETTS OFC | 362 | 95-0025 | BuiltDate+DrainAcres | DP | DRY POND |  |  | _ |  | _ |  |  |  |  | 18--A04 | 169499.73 | 941498.58 | 70180 | 443156 |  |  | 0 | 0 |  | 0 | _
| 18--B01 | HAYDEN'S GREEN GREENVIEW WEST PUD | 126 | OPZ87-0277 | DrainAcres | WP | WET POND | 1998-01-01 |  | _ |  | _ |  |  |  |  | 18--B01 | 162600.27 | 948998.46 | 68077 | 445442 |  |  | 0 | 0 |  | 0 | PC MTG 1/22/90 CHANGED ENGINEER+REDESIGNED ACCESS UNACCE | 1996-06-24
| 18--B02 | TARLETON TOWER | 334 | 03-0004 | BuiltDate | SW | DRY SWALE |  | 0.5 | 23324 SHADY MILE DR |  | CALIFORNIA | 20619 | 34 | 18 | 83 | 18--B02 | 173000 | 944500 | 71246.89 | 444070.86 |  |  | 43 | 58 |  | 1 |  | 2006-06-21
| 18--B04 | COUNTY FIRST BANK | 75 | 98-0048 | BuiltDate | EDSD | EXTENDED DETENTION STRUCTURE_DRY |  | 0.75 | RT 235 & TOWN CREEK DR | 225' SW OF |  |  | 42 | 6 | 15 | 18--B04 | 168000 | 954000 | 69722.85 | 446966.49 | 2003-07-10 |  | 14 | 92 |  | 1 |  | 2006-06-21
| 18--B04 | F & W OFC SITE | 94 | 96-0005 | None | DP | DRY POND | 1996-08-28 | 1.6 | 22776 THREE NOTCH RD |  | LEXINGTON PARK | 20653 |  |  |  | 18--B04 | 164745.92 | 950668.38 | 68731 | 445951 | 1995-10-04 |  | 14 | 86 |  | 1 | _ | 1996-08-29
NO | 18--B05 | HAYDEN'S AUTO SUPPLY | 125 | 97-0015 | DrainAcres | UGS | UNDERGROUND STORAGE | 1998-01-12 |  | _ |  | LEXINGTON PARK | 20653 |  |  |  | 18--B05 | 197117.33 | 913179.08 | 78598 | 434524 | 1997-01-23 |  | 0 | 85 |  | 1 | _ | 1998-05-20
| 18--B05 | HICKORY HILLS | 135 | 95-0005 | DrainAcres | ED | EXTENDED DETENTION STRUCTURE | 1996-01-01 |  | _ |  | _ |  |  |  |  | 18--B05 | 166599.53 | 943601.54 | 69296 | 443797 | 1995-03-21 |  | 0 | 0 |  | 0 | PC MTG 12/12/94; PC MTG 8/9/93; TEC 7/21/93; PC MTG 12/09/91 | 1996-06-24
| 18--B05 | HICKORY HILLS NORTH | 136 | 96-0030 | DrainAcres | DP | DRY POND | 1998-01-01 |  | _ |  | _ |  |  |  |  | 18--B05 | 166599.53 | 943601.54 | 69296 | 443797 |  |  | 0 | 0 |  | 0 | _
| 18--B07 | GREENVIEW WEST | 119 | 96-0006 | DrainAcres | WP | WET POND | 1998-01-01 |  | 43-07-510 |  | _ |  |  |  |  | 18--B07 | 163049.71 | 944451.27 | 68214 | 444056 |  |  | 0 | 0 |  | 0 | _
| 18--B07 | GREENVIEW WEST POND 1 | 120 | 97-0021 | DrainAcres | DP | DRY POND | 2002-06-14 |  | 45543 LONGFIELDS BLVD |  |  |  | 43 | 7 | 30 | 18--B07 | 163400 | 943600 | 68320.77 | 443796.53 |  |  | 12 |  |  | 1 |  | 2006-06-21
| 18--B07 | GREENVIEW WEST POND 2 | 121 | 97-0021 | DrainAcres | DP | DRY POND | 2002-06-14 |  | 45545 LONGFIELDS BLVD |  |  |  | 43 | 7 | 30 | 18--B07 | 163400 | 943600 | 68320.77 | 443796.53 |  |  | 12 |  |  | 1 |  | 2006-06-21
| 18--B07 | GREENVIEW WEST POND 5 LOT 19 | 122 | 97-0021 | DrainAcres | DP | DRY POND | 2002-06-14 |  | 45523 LONGFIELDS BLVD |  |  |  | 43 | 7 | 30 | 18--B07 | 163400 | 943600 | 68320.77 | 443796.53 |  |  | 12 |  |  | 1 |  | 2006-06-21
| 18--B07 | MEADOW LAKE | 221 | 96-1910 | None | WP | WET POND | 2005-08-01 | 28.12 | NORRIS RD |  |  |  | 42 | 12+18 | 28 | 18--B07 | 162500 | 944000 | 68046.45 | 443918.45 | 2005-08-01 |  |  | 81 |  | 1 |  | 2006-06-21
| 18--B09 | ST MARY'S COUNTY REGIONAL PK | 308 | 90-0042 | DrainAcres | DP | DRY POND | 1992-05-15 |  | _ |  | _ |  |  |  |  | 18--B09 | 158499.24 | 944300.36 | 66827 | 444010 | 1990-08-15 |  | 0 | 0 |  | 0 | I&M 7/30/90; PC MTG 3/27/89 PC MTG 3/12/90 | 1996-06-24
| 18--C03 | CORNERSTONE PRESBYTARIAN CH | 71 | 00-0015 | None | EDSD | EXTENDED DETENTION STRUCTURE_DRY | 2001-07-17 | 4.08 | 23075 TOWN CREEK DR |  | LEXINGTON PARK |  | 35A |  | 19 | 18--C03 | 171000 | 945000 | 70637.28 | 444223.26 | 2000-06-22 |  | 12 | 82 |  | 1 |  | 2006-06-21
| 18--C05 | ESPERENZA MS | 90 | 98-0045 | None | DP | DRY POND | 2001-11-14 | 4.68 | 22790 MAPLE RD |  | LEXINGTON PARK | 20653 | 43 | 1 | 229 | 18--C05 | 167300 | 946600 | 69509.5 | 444710.94 | 1998-09-07 |  | 16 | 85 |  | 1 |  | 2006-06-21
| 18--C05 | GRIFFINS FLOORING AMERICA | 123 | 02-0012 | None | EDSD | EXTENDED DETENTION STRUCTURE_DRY | 2003-09-30 | 2.82 |  |  | LEONARDTOWN |  | 43 | 1 | 14+17 | 18--C05 | 167600 | 945400 | 69600.94 | 444345.18 |  |  | 14 | 80 |  | 1 |  | 2006-06-21
| 18--C05 | HENRY CHIROPRACTIC-ST MARY'S BACK REHAB CTR | 131 | 92-0009 | DrainAcres | DP | DRY POND | 1993-07-20 |  | _ |  | _ |  |  |  |  | 18--C05 | 167698.6 | 944598.9 | 69631 | 444101 | 1991-12-12 |  | 0 | 0 |  | 0 | I&M 11/5/91; PC 6/24/91 | 1996-06-24
| 18--C05 | HEWITT SERVICE CTR INLET 04 | 133 | 00-0013 | BuiltDate | SC | STORMCEPTOR |  | 1.65 | RT 235 & CHANCELLORS RUN RD |  |  |  | 43 | 1 | 238 | 18--C05 | 167000 | 945600 | 69418.06 | 444406.14 |  |  |  | 98 | =X359 | 1 |  | 2006-06-21
| 18--C05 | HEWITT SERVICE CTR INLET 10 | 134 | 00-0013 | BuiltDate | SC | STORMCEPTOR |  | 1.33 | RT 235 & CHANCELLORS RUN RD |  |  |  | 43 | 1 | 238 | 18--C05 | 167000 | 945600 | 69418.06 | 444406.14 |  |  |  | 98 |  | 1 |  | 2006-06-21
| 18--C05 | MAPLE PARK PH 2 | 213 | 97-0006 | BuiltDate | DP | DRY POND |  | 1.4 | RT 235 & MAPLE RD |  |  |  | 35 | 22 | P/O 14 | 18--C05 | 167300 | 945600 | 69509.5 | 444406.14 |  |  | 14 | 88 |  | 1 |  | 2006-06-21
| 18--C05 | MAPLE PK PH 1 & 2 | 214 | 91-0038 | None | WP+DP | WET POND+DRY POND | 2001-05-31 | 6.35 | OPP HICKORY HILL |  | _ |  |  |  |  | 18--C05 | 167360.68 | 945251.78 | 69528 | 444300 | 1992-03-20 |  | 0 | 0 |  | 0 | I&M 2/5/92; PC MTG 6/10/91; PC MTG 5/13/91 OFFICE BLDG AND | 1996-06-24
| 18--C05 | MAPLE PK PH 1 & 2 | 215 | 91-0038 | None | WP+DP | WET POND+DRY POND | 2001-05-31 | 6.35 | OPP HICKORY HILL |  | _ |  |  |  |  | 18--C05 | 167360.68 | 945251.78 | 69528 | 444300 | 1992-03-20 |  | 0 | 0 |  | 0 | I&M 2/5/92; PC MTG 6/10/91; PC MTG 5/13/91 OFFICE BLDG AND | 1996-06-24
| 18--C06 | BOOKKEEPING BY BLANCHE | 27 | 04-0001 | BuiltDate | SF | SAND FILTER |  | 0.16 | 22402 CHANCELLORS RUN RD |  | GREAT MILLS | 20634 | 43 | 7 | 27 | 18--C06 | 164200 | 945300 | 68564.61 | 444314.7 |  |  | 16 | 86 |  | 1 |  | 2006-06-21
| 18--C09 | CHANCELLOR'S RUN PK | 52 | 96-0028 | DrainAcres | EDSD | EXTENDED DETENTION STRUCTURE_DRY | 1999-01-01 |  | _ |  | _ |  |  |  |  | 18--C09 | 158000.56 | 944500.49 | 66675 | 444071 |  |  | 0 | 0 |  | 0 | _
| 18--C11 | CHANCELLORS VILLAGE | 53 | 89-0046 | DrainAcres | WP | WET POND | 1991-11-25 |  | _ |  | _ |  |  |  |  | 18--C11 | 153118.73 | 945202.59 | 65187 | 444285 | 1989-06-05 |  | 0 | 0 |  | 0 | I&M 4/25/89 PWA 4/24/89 FOR $373500 ALSO SEE PWA ON FOXC | 1996-06-24
NO | 18--D05 | AAMCO TRANSMISSION CTR & BURCHMART CAR WASH | 6 | 00-0028 | None | UGS | UNDERGROUND STORAGE | 2002-05-13 | 1.12 |  |  | HOLLYWOOD | 20636 | 43 | 2 | 411 | 18--D05 | 166700 | 948700 | 69326.62 | 445351.03 |  |  | 14 | 96 |  |  |  | 2006-06-21
NO | 18--D05 | EPIC CENTER OFC BLDG | 88 | 00-0010 | None | UGS | UNDERGROUND STORAGE | 2003-10-01 | 2.6 | RT 235 |  | LEXINGTON PARK | 20653 | 43 | 2 | 223 | 18--D05 | 164838 | 949902 | 68759.07 | 445717.4 |  |  | 14 | 93 |  | 1 |  | 2006-06-21
| 18--D05 | GREEN HOLLY ES | 116 | 92-0004 | DrainAcres | DP | DRY POND | 1993-12-13 |  | _ |  | _ |  |  |  |  | 18--D05 | 167199.94 | 948001.09 | 69479 | 445138 | 1991-08-30 |  | 0 | 0 |  | 0 | PC 4/22/91 | 1996-06-24
| 18--D05 | SAN SOUCI PLZ PH 2 | 278 | 87-0029 | BuiltDate+DrainAcres | ED | EXTENDED DETENTION STRUCTURE |  |  | _ |  | _ |  |  |  |  | 18--D05 | 166373.18 | 947794.4 | 69227 | 445075 |  |  | 0 | 0 |  | 0 | _ | 1996-06-24
| 18--D07 | BUCK PK EAST | 38 | 96-0023 | DrainAcres | EDSD | EXTENDED DETENTION STRUCTURE_DRY | 1999-01-01 |  | _ |  | _ |  |  |  |  | 18--D07 | 162101.57 | 947200.58 | 67925 | 444894 |  |  | 0 | 0 |  | 0 | _
| 18--D08 | ST GEORGE'S HUNDRED | 306 | 90-0002 | BuiltDate+DrainAcres | WP | WET POND |  |  | _ |  | _ |  |  |  |  | 18--D08 | 160500.54 | 947200.58 | 67437 | 444894 | 1990-05-21 |  | 0 | 0 |  | 0 | PC MTG 3/27/89 GP REQUIREMENTS SENT 9/8/89 SWM CONVERTED T | 1996-06-24
| 18--D11 | WESTBURY | 360 | 89-0045 | None | WP | WET POND | 2003-05-07 | 37.63 | CALLAS CT+CARMEN WOODS DR+MARIA CT+RODINE CT |  |  |  | 51 | 2 | 590 | 18--D11 | 153800 | 948500 | 65394.65 | 445290.07 | 1989-04-13 |  | 12 | 90 |  | 1 |  | 2006-06-21
| 18--D11 | WESTBURY PUD SECT 1 PH 2 | 361 | 97-0017 | BuiltDate | DP | DRY POND |  | 13.1 | PEGG RD & WESTBURY BLVD |  | LEXINGTON PARK | 20653 | 51 | 2 | 147 | 18--D11 | 154500 | 947500 | 65608.01 | 444985.26 |  |  | 12 | 80 |  | 1 |  | 2006-06-21
| 18--D12 | MCKAY'S PLZ | 218 | 91-0022 | BuiltDate+DrainAcres | EDSD | EXTENDED DETENTION STRUCTURE_DRY |  |  | _ |  | _ |  |  |  |  | 18--D12 | 152751.3 | 948276.69 | 65075 | 445222 |  |  | 0 | 0 |  | 0 | _
| 18--D12 | WAWA @ GREAT MILLS | 353 | 01-0013 | None | EDSD | EXTENDED DETENTION STRUCTURE_DRY | 2002-04-12 | 13.1 | GREAT MILLS BLVD & CHANCELLORS RUN RD | NE OF | GREAT MILLS |  | 51 | 8 | 2+P/O 588 | 18--D12 | 153000 | 947000 | 65150.81 | 444832.86 |  |  | 14 | 82 |  | 1 |  | 2006-06-21
| 18--D13 | GREAT MILLS HS | 113 | 96-0004 | DrainAcres | DP | DRY POND | 1997-01-01 |  | _ |  | _ |  |  |  |  | 18--D13 | 150999.34 | 946498.5 | 64541 | 444680 |  |  | 0 | 0 |  | 0 | _
| 18--D13 | GREAT MILLS HS PH 3 | 114 | 96-0004 | None | DP | DRY POND | 1998-04-06 | 7.7 | 21130 GREAT MILLS RD |  | GREAT MILLS | 20634 |  |  |  | 18--D13 | 150999.34 | 946498.5 | 64541 | 444680 | 1995-10-30 |  | 16 | 83 |  | 1 | _ | 1998-05-20
EVALUATE? | ADC_MAP | STRU_NAME | SEQ | SWM_ID | MISSING | STRU_TYPE | STRU_TYPE_EXPLANATION | BUILT_DATE | DRAIN_AC | ADDRESS1 | ADDR_EXTN | CITY | ZIP | TAX_MAP | GRID | PARCEL | ADC_MAP | N27_FT | E27_FT | N83_MT | E83_MT | APPR_DATE | INSP_DATE | LU | RCN | Post RCN | OFF_ON | COMMENTS | LAST_CHNGD
| 18--E06 | CHESAPEAKE EMBROIDERY | 59 | 02-0037 | None | BR | BIORETENTION | 2003-03-24 | 0.6 | 22571 THREE NOTCH RD |  | LEXINGTON PARK | 20653 | 43 | 2 | 204 | 18--E06 | 165500 | 950000 | 68960.85 | 445747.28 |  |  | 14 | 90 |  | 1 |  | 2006-06-21
| 18--F05 | WAWA @ RUE PURCHASE RD | 356 | 02-0004 | None | DP | DRY POND | 2003-10-15 | 14.3 | 22530 THREE NOTCH RD |  | CALIFORNIA |  | 43 | 3 | 211 | 18--F05 | 160500 | 950000 | 67436.83 | 445747.27 |  |  | 14 | 81 |  | 1 |  | 2006-06-21
| 18--F06 | PRECISION TUNE | 254 | 98-0009 | None | DP | DRY POND | 1998-08-27 | 0.81 | 22390 THREE NOTCH RD |  | LEXINGTON PARK |  |  |  |  | 18--F06 | 164001.18 | 951600.12 | 68504 | 446235 | 1997-10-31 |  | 14 | 89 |  | 1 |  | 2001-10-05
| 18--F07 | EXPLORATION | 92 | 96-0029 | DrainAcres | WP | WET POND | 1998-01-01 |  | _ |  | _ |  |  |  |  | 18--F07 | 163000.54 | 952000.38 | 68199 | 446357 |  |  | 0 | 0 |  | 0 | _
| 18--F09 | LEXINGTON PARK SENIOR APTS | 199 | 99-0036 | BuiltDate | DP | DRY POND |  | 7.84 | PEGG RD |  |  |  | 43 | 21 | 136+250 | 18--F09 | 158000 | 952000 | 66674.82 | 446356.88 |  |  | 13 | 79 |  | 1 |  | 2006-06-21
| 18--F09 | LEXINGTON PARK SENIOR APTS | 200 | 99-0036 | BuiltDate | DP | DRY POND |  | 12.3 | PEGG RD |  |  |  | 43 | 21 | 136+250 | 18--F09 | 159000 | 952000 | 66979.62 | 446356.88 |  |  | 13 | 79 |  | 1 |  | 2006-06-21
| 18--F09 | SPRINGWOOD ESTS | 299 | 96-0020 | None | DP | DRY POND | 1998-12-01 | 3.66 | 21942 SPRINGWOOD CT |  | LEXINGTON PARK |  |  |  |  | 18--F09 | 159001.25 | 952499.07 | 66980 | 446509 | 1996-09-11 |  | 12 | 84 |  | 1 | _ | 2001-10-05
| 18--F11 | FOREST RUN CLUSTER SECT 2 PH 3 | 104 | 99-0001 | None | DP | DRY POND | 2002-01-24 | 5.8 | FOREST RUN DR |  | LEXINGTON PARK | 20653 | 51 | 3 | 131 | 18--F11 | 155200 | 950500 | 65821.37 | 445899.68 |  |  | 11 | 86 |  | 1 |  | 2006-06-21
| 18--G07 | EXPLORATION IV+V+VI | 93 | 97-0018 | BuiltDate | IB | INFILTRATION BASIN |  | 12.8 | THREE NOTCH RD |  | LEXINGTON PARK | 20653 | 43 | 9 | 43 | 18--G07 | 162000 | 952000 | 67894.03 | 446356.88 |  |  | 14 |  |  | 1 |  | 2006-06-21
| 18--G07 | FRANZEN OFC BLDG | 106 | 95-0015 | DrainAcres | DP | DRY POND | 1997-01-01 |  | _ |  | _ |  |  |  |  | 18--G07 | 163801.06 | 952600.77 | 68443 | 446540 |  |  | 0 | 0 |  | 0 | _
| 18--G07 | LEXINGTON PK CORP CTR | 202 | 96-0014 | DrainAcres | WP | WET POND | 1999-01-01 |  | _ |  | _ |  |  |  |  | 18--G07 | 159998.63 | 954500.35 | 67284 | 447119 |  |  | 0 | 0 |  | 0 | _
NO | 18--G07 | LEXINGTON PK MOTORS | 203 | 96-0033 | None | UGS | UNDERGROUND STORAGE | 1998-01-20 | 2.3 | MD RT 235 |  | LEXINGTON PARK |  |  |  |  | 18--G07 | 127640.2 | 975930.35 | 57421 | 453651 | 1996-11-15 |  | 14 | 0 |  | 1 | _ | 1998-05-20
| 18--G08 | FAIRFIELD INN | 95 | 02-0006 | BuiltDate | EDSW | EXTENDED DETENTION STRUCTURE_WET |  | 13 | RT 235 |  | LEXINGTON PARK | 20653 | 43 | 16 | 76+77 | 18--G08 | 160855 | 953826 | 67545.03 | 446913.46 |  |  | 14 | 91 |  | 1 |  | 2006-06-21
| 18--G11 | ST CLEMENTS CROSSING | 303 | 02-0018 | None | EDSD | EXTENDED DETENTION STRUCTURE_DRY | 2004-07-22 | 16.07 | GREAT MILLS RD |  |  |  | 51 | 03 | 97 | 18--G11 | 155000 | 982000 | 65760.34 | 455501.02 |  |  | 12 | 90 |  | 1 |  | 2006-06-21
| 18--H10 | LEXINGTON PARK ES POND 1 | 197 | 01-0011 | None | DP | DRY POND | 2004-01-06 | 1.6 | 46763 S SHANGRI-LA DR |  | LEXINGTON PARK | 20653 | 51 |  | 202 | 18--H10 | 159000 | 956000 | 66979.61 | 447576.1 |  |  | 16 | 90 |  | 1 |  | 2006-06-21
NO | 18--H10 | LEXINGTON PARK ES POND 2 | 198 | 01-0011 | None | UGS | UNDERGROUND STORAGE | 2004-01-06 | 2.04 | 46763 S SHANGRI-LA DR |  | LEXINGTON PARK | 20653 | 51 |  | 202 | 18--H10 | 159000 | 956000 | 66979.61 | 447576.1 |  |  | 16 | 93 |  | 1 |  | 2006-06-21
| 18--H10 | PATUXENT PK WEST SECT 2 PARCEL E | 239 | 91-0026 | DrainAcres | DP | DRY POND | 1993-06-28 |  | 43-22-533 |  | _ |  |  |  |  | 18--H10 | 157498.66 | 954500.35 | 66522 | 447119 | 1991-06-25 |  | 0 | 0 |  | 0 | I&M 5/11/87; PC MTG 6/26/89; PC MTG 7/24/89; PC MTG 5/22/89; | 1996-06-24
| 18--H10 | SHANGRI-LA OFC COMPLEX | 285 | 98-0015 | None | EDSD+PD | EXTENDED DETENTION STRUCTURE_DRY+DRY POND | 2001-12-18 | 1.5 | 21610 S ESSEX DR |  | LEXINGTON PARK | 20653 | 43A |  | 121 | 18--H10 | 156000 | 955100 | 66065.2 | 447301.78 |  |  | 14 |  |  | 1 |  | 2006-06-21
| 18--H12 | ESSEX SOUTH SECT 4B & C | 91 | 91-0011 | None | EDSD | EXTENDED DETENTION STRUCTURE_DRY | 1997-10-31 | 15.63 | P O BOX 69 |  | ST MARY'S CITY | 20686 |  |  |  | 18--H12 | 152200.18 | 955599.42 | 64907 | 447454 |  |  | 10 | 81 |  | 1 | _ | 1997-11-04
| 18--H13 | WILLLOW WOODS POND 1 | 373 | 98-0027 | BuiltDate | DP | DRY POND |  | 15.3 | WILLOWS RD |  |  |  | 51 | 10+11 | 318+389 | 18--H13 | 211825 | 1467120 | 83080.55 | 603367.32 |  |  | 12 | 77 |  | 1 |  | 2006-11-30
| 18--H13 | WILLLOW WOODS POND 2 | 374 | 98-0027 | BuiltDate | DP | DRY POND |  | 10.3 | WILLOWS RD |  |  |  | 51 | 10+11 | 318+389 | 18--H13 | 211800 | 1468450 |  |  |  |  | 12 | 77 |  | 1 |  | 2006-11-30
| 18--H13 | WILLLOW WOODS POND 3 | 375 | 98-0027 | BuiltDate | DP | DRY POND |  | 6.53 | WILLOWS RD |  |  |  | 51 | 10+11 | 318+389 | 18--H13 | 211720 | 1468450 |  |  |  |  | 12 | 72 |  | 1 |  | 2006-11-30
EVALUATE? | ADC_MAP | STRU_NAME | SEQ | SWM_ID | MISSING | STRU_TYPE | STRU_TYPE_EXPLANATION | BUILT_DATE | DRAIN_AC | ADDRESS1 | ADDR_EXTN | CITY | ZIP | TAX_MAP | GRID | PARCEL | ADC_MAP | N27_FT | E27_FT | N83_MT | E83_MT | APPR_DATE | INSP_DATE | LU | RCN | Post RCN | OFF_ON | COMMENTS | LAST_CHNGD
| 19--C13 | SOUTHGATE CTR | 294 | 94-0016 | None | DP | DRY POND | 1998-11-02 | 13.568 | HERMANVILLE RD & RT 235 |  | _ |  |  |  |  | 19--C13 | 154998.76 | 964998.89 | 65760 | 450319 | 1994-04-15 |  | 11 | 78 |  | 1 | _ | 2001-10-05
| 19--D11 | SOUTHERN PINES DEVELOPMENT POND 1 | 292 | 95-0012 | BuiltDate | WP | WET POND |  | 1.35 | SOUTHERN PINES ST | [6 empty] | 19--D11 | 154600 | 967000 | 65638.45 | 450928.95 | 1996-11-18 |  | 12 | 86 |  | 1 |  | 2006-06-21
| 19--D12 | SOUTHWOODS PUD | 295 | 99-0007 | BuiltDate | DP | DRY POND |  | 5.9 |  |  |  |  | 52 | 2+3 | 7 | 19--D12 | 153700 | 967700 | 65364.13 | 451142.31 |  |  | 12 | 76 |  | 1 |  | 2006-06-21
| 19--D12 | SOUTHWOODS PUD | 296 | 99-0007 | BuiltDate | EDSW | EXTENDED DETENTION STRUCTURE_WET |  | 53.4 |  |  |  |  | 52 | 2+3 | 7 | 19--D12 | 153700 | 967700 | 65364.13 | 451142.31 |  |  | 12 | 76 |  | 1 |  | 2006-06-21
| 19--E10 | PICKETTS HARBOR | 244 | 91-0022 | BuiltDate+DrainAcres | EDSD | EXTENDED DETENTION STRUCTURE_DRY |  |  | _ |  | _ |  |  |  |  | 19--E10 | 156284.87 | 970399.07 | 66152 | 451965 |  |  | 0 | 0 |  | 0 | _
| 19--E10 | PICKETT'S HARBOR TOWNHOUSES | 246 | 90-0004 | None | EDSD | EXTENDED DETENTION STRUCTURE_DRY | 1996-10-25 | 5.37 | CEDAR COVE OFF LONG LN |  | _ |  |  |  |  | 19--E10 | 156284.87 | 970399.07 | 66152 | 451965 | 1990-08-02 |  | 12 | 85 |  | 1 | _ | 1996-10-25
| 19--E10 | PINE HILL TECH PK PH I | 247 | 98-0011 | None | EDSD | EXTENDED DETENTION STRUCTURE_DRY | 1999-04-13 | 9.1 | PINE HILL RD | [6 empty] | 19--E10 | 157226.44 | 968525.74 | 66439 | 451394 | 1997-12-17 |  | 14 | 89 |  | 1 | _ | 2001-03-21
| 19--E11 | PICKETT'S HARBOR AT CEDAR COVE | 245 | 90-0044 | BuiltDate+DrainAcres | DP | DRY POND |  |  | 52-03-427 |  | _ |  |  |  |  | 19--E11 | 154500.11 | 969500.13 | 65608 | 451691 | 1990-08-02 |  | 0 | 0 |  | 0 | I&M 7/23/90; PC MTG 2/26/90 TM 52-087 ? | 1996-06-24
| 19--E11 | SOUTHERN PINES | 291 | 95-0012 | BMP type+BuiltDate+DrainAcres | OTH | OTHER |  |  | _ |  | _ |  |  |  |  | 19--E11 | 154998.79 | 969998.81 | 65760 | 451843 |  |  | 0 | 0 |  | 0 | _
| 19--E11 | SOUTHERN PINES DEVELOPMENT POND 2 | 293 | 95-0012 | None | WP | WET POND | 2001-08-21 | 3.35 | SOUTHERN PINES ST |  |  |  | 52 |  | 68 | 19--E11 | 154000 | 968700 | 65455.57 | 451447.12 | 1996-11-18 |  | 12 | 86 |  | 1 |  | 2006-06-21
| 19--E11 | SWASH BAY | 331 | 98-0006 | BuiltDate | DP | DRY POND |  | 17.7 | WILLIS WHARF CT |  | LEXINGTON PARK | 20653 | 52 | 3 | 425 | 19--E11 | 155000 | 969200 | 65760.37 | 451599.52 |  |  | 12 | 76 |  | 1 |  | 2006-06-21
| 19--F11 | KEDGES STRAIT SUNDVN | 158 | 96-0011 | BuiltDate | DP | DRY POND |  | 17.51 | LONG LN | CEDAR COVE PUD | HERMANVILLE |  | 52 |  | 87 | 19--F11 | 150000 | 970000 | 64236.35 | 451843.37 |  |  | 11 | 76 |  | 1 |  | 2006-06-21
| 19--F11 | RIDGES SUITES AT CEDAR COVE | 268 | 96-0011 | BuiltDate+DrainAcres | EDSD | EXTENDED DETENTION STRUCTURE_DRY |  |  | _ |  | _ |  |  |  |  | 19--F11 | 149998.85 | 969998.8 | 64236 | 451843 |  |  | 0 | 0 |  | 0 | _
| 19--J13 | HUNTING QUARTERS PH 1 SECT 2 FAC 1 | 150 | 93-0012 | DrainAcres | DP | DRY POND | 1995-01-01 |  | _ |  | _ |  |  |  |  | 19--J13 | 150198.69 | 937299.23 | 64297 | 441876 |  |  | 0 | 0 |  | 0 | _
| 19--J13 | HUNTING QUARTERS PH 1 SECT 2 FAC 2 | 151 | 93-0012 | DrainAcres | DP | DRY POND | 1995-01-01 |  | _ |  | _ |  |  |  |  | 19--J13 | 150198.69 | 937299.23 | 64297 | 441876 |  |  | 0 | 0 |  | 0 | _
| 19--J13 | HUNTING QUARTERS PH 2 SECT 2 | 152 | 98-0029 | BuiltDate+DrainAcres | DP | DRY POND |  |  | _ |  | _ |  |  |  |  | 19--J13 | 150198.69 | 937299.23 | 64297 | 441876 |  |  | 0 | 0 |  | 0 | OPEN
EVALUATE? | ADC_MAP | STRU_NAME | SEQ | SWM_ID | MISSING | STRU_TYPE | STRU_TYPE_EXPLANATION | BUILT_DATE | DRAIN_AC | ADDRESS1 | ADDR_EXTN | CITY | ZIP | TAX_MAP | GRID | PARCEL | ADC_MAP | N27_FT | E27_FT | N83_MT | E83_MT | APPR_DATE | INSP_DATE | LU | RCN | Post RCN | OFF_ON | COMMENTS | LAST_CHNGD
| 23--C05 | HEWITT SERVICE CTR INLET | 132 | 00-0013 | BuiltDate | IT | INFILTRATION TRENCH |  | 3.6 | 7978 THREE NOTCH RD |  | LEXINGTON PARK | 20653 | 43 | 1 | 238 | 23--C05 | 167000 | 946000 | 69418.06 | 444528.06 |  |  | 14 | 90 |  | 1 |  | 2006-06-21
| 23--G01 | JOHAVAS WITNESS CONGR @ COMBS ESTS LOT 500-4 | 156 | 99-0048 | None | IB | INFILTRATION BASIN | 2003-03-24 | 1.28 |  |  |  |  | 50 | 16 | P/O 334 | 23--G01 | 148000 | 936000 | 63626.84 | 441479.99 |  |  | 16 | 72 |  | 1 |  | 2006-06-21
| 23--H02 | CALLAWAY MARKETPLACE | 41 | 00-0023 | None | EDSD | EXTENDED DETENTION STRUCTURE_DRY | 2003-03-27 | 19.5 | 20995 POINT LOOKOUT RD |  | CALLAWAY | 20620 | 50 |  | 16+18+169+171+234+281 | 23--H02 | 146800 | 935900 | 63261.08 | 441449.51 |  |  | 14 | 93 |  | 1 |  | 2006-06-21
| 23--K01 | LEXINGTON PARK CHRISTIAN SCHOOL | 195 | 03-0016 | BuiltDate | EDSD | EXTENDED DETENTION STRUCTURE_DRY |  | 14.83 | RT 5 & RT 249 | NB SIDE & APPROX 1900' W |  |  | 50 | 17 | 38 | 23--K01 | 149000 | 940000 | 63931.62 | 442699.22 |  |  |  | 78 |  | 1 |  | 2006-06-21
EVALUATE? | ADC_MAP | STRU_NAME | SEQ | SWM_ID | MISSING | STRU_TYPE | STRU_TYPE_EXPLANATION | BUILT_DATE | DRAIN_AC | ADDRESS1 | ADDR_EXTN | CITY | ZIP | TAX_MAP | GRID | PARCEL | ADC_MAP | N27_FT | E27_FT | N83_MT | E83_MT | APPR_DATE | INSP_DATE | LU | RCN | Post RCN | OFF_ON | COMMENTS | LAST_CHNGD
| 24--B12 | LUNDEBERG FIRE FIGHTING SCH | 210 | 99-0011 | None | WP | WET POND | 1999-05-14 | 4.4 | ANDOVER ESTATES RD | [6 empty] | 24--B12 | 194135.09 | 917798.39 | 77689 | 435932 | 1998-09-25 |  | 16 | 71 |  | 1 | _ | 2001-03-21
| 24--C01 | BAY RIDGE ESTS POND 1 SECT 3 | 19 | 99-0012 | None | EDSD | EXTENDED DETENTION STRUCTURE_DRY | 2001-11-06 | 10.7 |  |  |  |  | 51 | 13 | 431 | 24--C01 | 149000 | 946000 | 63931.6 | 444528.06 |  |  | 11 | 81 |  | 1 |  | 2006-06-21
| 24--C03 | GOOD SAMARITAN LUTHERAN CH | 107 | 05-0005 | BuiltDate | BR | BIORETENTION |  | 2.46 | 20850 LANGLEY RD |  | LEXINGTON PARK | 20653 |  |  |  | 24--C03 | 148680 | 945640 | 63834.06 | 444418.33 |  |  | 16 | 89 |  | 1 |  | 2006-06-21
| 24--C06 | SUMMERWOOD SECT 2 SWM BASIN 1 | 326 | 91-0024 | None | WP | WET POND | 1998-09-01 | 5.66 | FLAT IRON RD OFF STONEY RUN DR |  | GREAT MILLS |  |  |  |  | 24--C06 | 138223.83 | 945051.63 | 60647 | 444239 | 1993-02-23 |  | 11 | 79 |  | 1 |  | 2001-10-05
| 24--C06 | SUMMERWOOD SECT 2 SWM BASIN 2 | 327 | 91-0024 | None | WP | WET POND | 1998-09-01 | 5.2 | FLAT IRON RD OFF STONEY RUN DR |  | GREAT MILLS |  |  |  |  | 24--C06 | 138650.34 | 945399.39 | 60777 | 444345 | 1993-02-23 |  | 11 | 79 |  | 1 |  | 2001-10-05
| 24--C06 | SUMMERWOOD SECT 2 SWM BASIN 3 | 328 | 91-0024 | None | IB | INFILTRATION BASIN | 1998-09-01 | 2.23 | FLAT IRON RD OFF STONEY RUN DR |  | GREAT MILLS |  |  |  |  | 24--C06 | 138574.87 | 944851.5 | 60754 | 444178 | 1993-02-23 |  | 11 | 79 |  | 1 |  | 2001-10-05
| 24--G08 | CHRISTMAS HILL MINOR SUBDVN | 64 | 94-0008 | DrainAcres | DP | DRY POND | 1996-01-01 |  | _ |  | _ |  |  |  |  | 24--G08 | 133666.85 | 953932.7 | 59258 | 446946 | 1994-12-12 |  | 0 | 0 |  | 0 | REVIEW OF 5 LOT SUBDIVISION+FARMSTEAD; ALSO SEE TEC 11/2 | 1996-06-24
| 24--G08 | CHRISTMAS HILL MINOR SUBDVN | 65 | 94-0008 | DrainAcres | DP | DRY POND | 1996-01-01 |  | _ |  | _ |  |  |  |  | 24--G08 | 133666.85 | 953932.7 | 59258 | 446946 | 1994-12-12 |  | 0 | 0 |  | 0 | REVIEW OF 5 LOT SUBDIVISION+FARMSTEAD; ALSO SEE TEC 11/2 | 1996-06-24
| 24--G08 | CHRISTMAS HILL MINOR SUBDVN | 66 | 94-0008 | DrainAcres | IB | INFILTRATION BASIN | 1996-01-01 |  | _ |  | _ |  |  |  |  | 24--G08 | 133666.85 | 953932.7 | 59258 | 446946 | 1994-12-12 |  | 0 | 0 |  | 0 | REVIEW OF 5 LOT SUBDIVISION+FARMSTEAD; ALSO SEE TEC 11/2 | 1996-06-24
| 24--G08 | CHRISTMAS HILL MINOR SUBDVN | 67 | 94-0008 | DrainAcres | IB | INFILTRATION BASIN | 1996-01-01 |  | _ |  | _ |  |  |  |  | 24--G08 | 133666.85 | 953932.7 | 59258 | 446946 | 1994-12-12 |  | 0 | 0 |  | 0 | REVIEW OF 5 LOT SUBDIVISION+FARMSTEAD; ALSO SEE TEC 11/2 | 1996-06-24
| 24--G12 | PORTO BELLO ESTS | 252 | 98-0023 | None | DP | DRY POND | 2002-09-13 | 26.5 | PORTO BELLO CT |  |  |  | 62 | 9+16 | 33 | 24--G12 | 128000 | 952500 | 57530.73 | 446509.31 |  |  | 192 | 68 |  | 1 |  | 2006-06-21
| 24--J01 | FLOWERS OF THE FOREST | 101 | 87-0001 | DrainAcres | WP | WET POND | 1992-02-27 |  | _ |  | _ |  |  |  |  | 24--J01 | 149729.73 | 956557.4 | 64154 | 447746 | 1991-06-06 |  | 0 | 0 |  | 0 | REC'D SCS PLANS 12/5/89 | 1996-06-24
| 24--J04 | PARK HALL ES | 238 | 93-0007 | None | DP | DRY POND | 1995-07-11 | 11.85 | _ |  | _ |  |  |  |  | 24--J04 | 142423.37 | 957531.76 | 61927 | 448043 | 1993-01-18 |  | 0 | 0 |  | 0 | I&M 1/18/93; REVIEW OF CONCEPT SITE PLAN FOR ADDITION TO EXI | 1996-06-24
| 24--K04 | WEST AMONDIANA | 359 | NA | BuiltDate+DrainAcres | DP | DRY POND |  |  | _ |  | _ |  |  |  |  | 24--K04 | 143000.8 | 959001.56 | 62103 | 448491 |  |  | 0 | 0 |  | 0 | _
EVALUATE? | ADC_MAP | STRU_NAME | SEQ | SWM_ID | MISSING | STRU_TYPE | STRU_TYPE_EXPLANATION | BUILT_DATE | DRAIN_AC | ADDRESS1 | ADDR_EXTN | CITY | ZIP | TAX_MAP | GRID | PARCEL | ADC_MAP | N27_FT | E27_FT | N83_MT | E83_MT | APPR_DATE | INSP_DATE | LU | RCN | Post RCN | OFF_ON | COMMENTS | LAST_CHNGD
| 26--K03 | COMMUNITY BANK OF TRI-COUNTY | 70 | 02-0001 | BuiltDate | IT | INFILTRATION TRENCH |  | 1.49 |  |  | CHARLOTTE HALL |  | 1 | 22 | 45 | 26--K03 | 241800 | 864200 | 92217.29 | 419594.84 |  |  | 14 | 62 |  |  |  | 2006-06-21
NO | 26--K03 | WAWA @ CHARLOTTE HALL BASIN A | 350 | 02-0017 | None | UGS | UNDERGROUND STORAGE | 2003-03-31 | 3.3 | 30320 THREE NOTCH RD |  |  |  | 1 | 16 | 44 | 26--K03 | 243500 | 859700 | 92735.43 | 418223.22 |  |  | 14 | 74/98 | 98 | 1 |  | 2006-06-21
NO | 26--K03 | WAWA @ CHARLOTTE HALL BASIN B | 351 | 02-0017 | None | UGS | UNDERGROUND STORAGE | 2003-03-31 | 3.3 | 30320 THREE NOTCH RD |  |  |  | 1 | 16 | 44 | 26--K03 | 243500 | 859700 | 92735.43 | 418223.22 |  |  | 14 | 74/98 | 98 | 1 |  | 2006-06-21
NO | 26--K03 | WAWA @ CHARLOTTE HALL BASIN B | 352 | 02-0017 | None | UGS | UNDERGROUND STORAGE | 2003-03-31 | 3.3 | 30320 THREE NOTCH RD |  |  |  | 1 | 16 | 44 | 26--K03 | 243500 | 859700 | 92735.43 | 418223.22 |  |  | 14 | 74/98 | 98 | 1 |  | 2006-06-21
EVALUATE? | ADC_MAP | STRU_NAME | SEQ | SWM_ID | MISSING | STRU_TYPE | STRU_TYPE_EXPLANATION | BUILT_DATE | DRAIN_AC | ADDRESS1 | ADDR_EXTN | CITY | ZIP | TAX_MAP | GRID | PARCEL | ADC_MAP | N27_FT | E27_FT | N83_MT | E83_MT | APPR_DATE | INSP_DATE | LU | RCN | Post RCN | OFF_ON | COMMENTS | LAST_CHNGD
NO | 27--G02 | PINEY POINT ES | 249 | 97-0012 | None | DP+UGS | DRY POND+UNDERGROUND STORAGE | 1998-04-29 | 0.5 | P O BOX 641 |  | LEONARDTOWN | 20650 |  |  |  | 27--G02 | 120999.38 | 933499.9 | 55397 | 440718 | 1996-12-30 |  | 16 | 60 |  | 1 | _ | 1998-05-20
| 27--G04 | LANDINGS AT PINEY POINT | 165 | 94-0012 | BMP type+DrainAcres | OTH | OTHER | 1994-10-26 |  | _ |  | _ |  |  |  |  | 27--G04 | 117400.33 | 933499.87 | 54300 | 440718 | 1994-01-31 |  | 0 | 0 |  | 0 | _ | 1996-06-24
EVALUATE? | ADC_MAP | STRU_NAME | SEQ | SWM_ID | MISSING | STRU_TYPE | STRU_TYPE_EXPLANATION | BUILT_DATE | DRAIN_AC | ADDRESS1 | ADDR_EXTN | CITY | ZIP | TAX_MAP | GRID | PARCEL | ADC_MAP | N27_FT | E27_FT | N83_MT | E83_MT | APPR_DATE | INSP_DATE | LU | RCN | Post RCN | OFF_ON | COMMENTS | LAST_CHNGD
| 28--A06 | ST GEORGE PIER FAC 1 | 304 | 03-0018 | BuiltDate | SF | SAND FILTER |  | 0.34 | 17180 PINEY POINT RD |  | PINEY POINT |  | 65 | 18 | 221 | 28--A06 | 111395 | 943246 | 52469.52 | 443688.66 |  |  | 12 |  |  | 1 |  | 2006-06-21
| 28--A06 | ST GEORGE PIER FAC 2 | 305 | 03-0018 | BuiltDate | SF | SAND FILTER |  | 1 | 17180 PINEY POINT RD |  | PINEY POINT |  | 65 | 18 | 221 | 28--A06 | 111395 | 943246 | 52469.52 | 443688.66 |  |  | 12 |  |  | 1 |  | 2006-06-21

## Ponds-Wetlands
| STRU_NAME | SEQ | SWM_ID | MISSING | STRU_TYPE | STRU_TYPE_EXPLANATION | BUILT_DATE | DRAIN_AC | ADDRESS1 | ADDR_EXTN | CITY | ZIP | TAX_MAP | GRID | PARCEL | ADC_MAP | N27_FT | E27_FT | N83_MT | E83_MT | APPR_DATE | INSP_DATE | LU | RCN | Post RCN | OFF_ON | COMMENTS | LAST_CHNGD
| RT 5 TO SARATOGA DR | 270 | 90-SF-0006 | BuiltDate | IB | DETENTION POND+INFILTRATION BASIN |  | 3.65 | RT 246 |  | _ | 20000 |  |  |  | 00--000 | 152200.12 | 946898.76 | 64907 | 444802 | 1993-03-02 |  | 0 | 0 |  | 0 | FUNCTIONS AS BOTH DETENTION AN INFILTRATION BASIN DA#9 | 2099-12-31
1 | LONDONTOWNE SUBDVN | 208 | 92-0034 | BuiltDate | DP | DRY POND |  | 1.93 | 43-15-318 |  | _ |  |  |  |  | 00--000 | 160198.74 | 952400.64 | 67345 | 446479 | 1992-03-01 |  | 0 | 0 |  | 0 | _ | 1996-06-24
2 | HUNTING QUARTERS PH 2 SECT 2 | 152 | 98-0029 | BuiltDate+DrainAcres | DP | DRY POND |  |  | _ |  | _ |  |  |  |  | 19--J13 | 150198.69 | 937299.23 | 64297 | 441876 |  |  | 0 | 0 |  | 0 | OPEN
3 | LAUREL GLEN PUD PH 5 SECT 2 FAC 1 | 169 | 92-0011 | BuiltDate+DrainAcres | DP | DRY POND |  |  | 42-05-215 |  | _ |  |  |  |  | 17--K05 | 166501.05 | 939500.6 | 69266 | 442547 |  |  | 0 | 0 |  | 0 | I&M 5/07/93; PC MTG 7/08/91; PC MTG 6/10/91 | 1996-06-24
4 | LAUREL GLEN PUD PH 5 SECT 2 FAC 2 | 170 | 92-0011 | BuiltDate+DrainAcres | DP | DRY POND |  |  | 42-05-215 |  | _ |  |  |  |  | 17--K05 | 166501.05 | 939500.6 | 69266 | 442547 |  |  | 0 | 0 |  | 0 | I&M 5/07/93; PC MTG 7/08/91; PC MTG 6/10/91 | 1996-06-24
5 | LAUREL GLEN PUD PH 5 SECT 2 FAC 3 | 171 | 92-0011 | BuiltDate+DrainAcres | DP | DRY POND |  |  | 42-05-215 |  | _ |  |  |  |  | 17--K05 | 166501.05 | 939500.6 | 69266 | 442547 |  |  | 0 | 0 |  | 0 | I&M 5/07/93; PC MTG 7/08/91; PC MTG 6/10/91 | 1996-06-24
6 | SPRINT PCS @ VALLARIO | 302 | 02-0029 | BuiltDate | DP | DRY POND |  | 0.43 | POINT LOOKPUT RD |  | MORGANZA | 20660 | 18 | 15 | 30 |  | 197360 | 880403 | 78672.03 | 424533.58 |  |  | 20 | 69 |  | 1 |  | 2006-06-21
7 | JOHN WAYNE ESTS | 157 | 02-0033 | None | DP | DRY POND | 2004-06-21 | 33.5 | BAPTIST CHURCH RD |  |  |  | 17 | 6 | 201 | 04--E12 | 203000 | 872000 | 80391.12 | 421972.28 |  |  | 15 | 86 |  | 1 |  | 2006-06-21
8 | LEXINGTON PARK ES POND 1 | 197 | 01-0011 | None | DP | DRY POND | 2004-01-06 | 1.6 | 46763 S SHANGRI-LA DR |  | LEXINGTON PARK | 20653 | 51 |  | 202 | 18--H10 | 159000 | 956000 | 66979.61 | 447576.1 |  |  | 16 | 90 |  | 1 |  | 2006-06-21
9 | WAWA @ RUE PURCHASE RD | 356 | 02-0004 | None | DP | DRY POND | 2003-10-15 | 14.3 | 22530 THREE NOTCH RD |  | CALIFORNIA |  | 43 | 3 | 211 | 18--F05 | 160500 | 950000 | 67436.83 | 445747.27 |  |  | 14 | 81 |  | 1 |  | 2006-06-21
10 | LEXINGTON PARK CHURCH OF CHRIST | 196 | 99-0039 | None | DP | DRY POND | 2002-11-13 | 5.3 | ST ANDREWS CHURCH RD |  |  |  | 34 | 16+22 | 520 | 17--H03 | 170262 | 936427 | 70412.36 | 441610.14 |  |  | 16 | 80 |  | 1 |  | 2006-06-21
11 | HARPERS CORNER | 124 | 97-0027 | None | DP | DRY POND | 2002-10-04 | 5.65 |  |  | HOLLYWOOD | 20636 | 13 | 4 | 77 | 04--K08 | 213000 | 882400 | 83439.09 | 425142.29 |  |  | 12 | 74 |  | 1 |  | 2006-06-21
12 | PORTO BELLO ESTS | 252 | 98-0023 | None | DP | DRY POND | 2002-09-13 | 26.5 | PORTO BELLO CT |  |  |  | 62 | 9+16 | 33 | 24--G12 | 128000 | 952500 | 57530.73 | 446509.31 |  |  | 192 | 68 |  | 1 |  | 2006-06-21
13 | CALIFORNIA SLEEP INN | 39 | 94-0013 | None | DP | DRY POND | 2002-07-09 | 3.11 | 23418 THREE HATCH RD |  | CALIFORNIA | 20610 | 54 | 9 | 158 | 17--G01 | 175000 | 945500 | 71856.49 | 444375.66 |  |  | 14 | 72 |  | 1 |  | 2006-06-21
14 | GREENVIEW WEST POND 1 | 120 | 97-0021 | DrainAcres | DP | DRY POND | 2002-06-14 |  | 45543 LONGFIELDS BLVD |  |  |  | 43 | 7 | 30 | 18--B07 | 163400 | 943600 | 68320.77 | 443796.53 |  |  | 12 |  |  | 1 |  | 2006-06-21
15 | GREENVIEW WEST POND 2 | 121 | 97-0021 | DrainAcres | DP | DRY POND | 2002-06-14 |  | 45545 LONGFIELDS BLVD |  |  |  | 43 | 7 | 30 | 18--B07 | 163400 | 943600 | 68320.77 | 443796.53 |  |  | 12 |  |  | 1 |  | 2006-06-21
16 | GREENVIEW WEST POND 5 LOT 19 | 122 | 97-0021 | DrainAcres | DP | DRY POND | 2002-06-14 |  | 45523 LONGFIELDS BLVD |  |  |  | 43 | 7 | 30 | 18--B07 | 163400 | 943600 | 68320.77 | 443796.53 |  |  | 12 |  |  | 1 |  | 2006-06-21
17 | MECHANICSVILLE VFD | 224 | 00-0024 | None | DP | DRY POND | 2002-05-24 | 3.47 |  |  | MECHANICSVILLE | 20659 | 05 | 05 | 117 | 02--A08 | 238300 | 884700 | 91150.52 | 425843.37 |  |  | 14 | 58 |  | 1 |  | 2006-06-21
18 | FOREST RUN CLUSTER SECT 2 PH 3 | 104 | 99-0001 | None | DP | DRY POND | 2002-01-24 | 5.8 | FOREST RUN DR |  | LEXINGTON PARK | 20653 | 51 | 3 | 131 | 18--F11 | 155200 | 950500 | 65821.37 | 445899.68 |  |  | 11 | 86 |  | 1 |  | 2006-06-21
19 | LAUREL GLEN PUD POND 3 PH 5 SECT 2 | 173 | 98-0008 | None | DP | DRY POND | 2002-01-03 | 13.83 |  |  |  |  | 42 | 5 | 231 | 17--K05 | 160310 | 940020 | 67378.95 | 442705.31 |  |  | 13 | 79 |  | 1 |  | 2006-06-21
20 | ESPERENZA MS | 90 | 98-0045 | None | DP | DRY POND | 2001-11-14 | 4.68 | 22790 MAPLE RD |  | LEXINGTON PARK | 20653 | 43 | 1 | 229 | 18--C05 | 167300 | 946600 | 69509.5 | 444710.94 | 1998-09-07 |  | 16 | 85 |  | 1 |  | 2006-06-21
21 | LAUREL GLEN PUD | 168 | 92-0011 | DrainAcres | DP | DRY POND | 2001-05-31 |  | 42-05-215 |  | _ |  |  |  |  | 17--K05 | 166501.05 | 939500.6 | 69266 | 442547 |  |  | 0 | 0 |  | 0 | I&M 5/07/93; PC MTG 7/08/91; PC MTG 6/10/91 | 1996-06-24
| CHRISTIE DENTAL OFC | 63 | GP-98-0038 | None | DP | DRY POND | 1999-10-07 | 0.49 | RT 235 |  | CALIFORNIA |  |  |  |  | 17--J02 | 172501.61 | 937499.33 | 71095 | 441937 | 1998-12-21 |  | 14 | 87 |  | 1 | _ | 2001-03-21
| RUE WOODS SUBDVNN | 275 | 98-0028 | None | DP | DRY POND | 1999-09-30 | 13.2 | RUE PURCHASE RD |  | CALIFORNIA |  |  |  |  | 18--E05 | 166399.44 | 950701.19 | 69235 | 445961 | 1998-08-31 |  |  | 73 |  | 1 | _ | 2001-03-21
| SPRINGWOOD ESTS | 299 | 96-0020 | None | DP | DRY POND | 1998-12-01 | 3.66 | 21942 SPRINGWOOD CT |  | LEXINGTON PARK |  |  |  |  | 18--F09 | 159001.25 | 952499.07 | 66980 | 446509 | 1996-09-11 |  | 12 | 84 |  | 1 | _ | 2001-10-05
| SOUTHGATE CTR | 294 | 94-0016 | None | DP | DRY POND | 1998-11-02 | 13.568 | HERMANVILLE RD & RT 235 |  | _ |  |  |  |  | 19--C13 | 154998.76 | 964998.89 | 65760 | 450319 | 1994-04-15 |  | 11 | 78 |  | 1 | _ | 2001-10-05
| CHARLOTTE HALL BUS PK LOT 500-3 | 56 | GP95-0008 | None | DP | DRY POND | 1998-09-18 | 0.79 | 29950 KILLPECK CREEK RD |  | _ |  |  |  |  | 01--B08 | 239449.92 | 869699.17 | 91501 | 421271 | 1995-05-22 |  | 15 | 73 |  | 0 |  | 1996-06-24
| CHESAPEAKE PROFESSIONAL BLDG | 60 | GP-98-0010 | None | DP | DRY POND | 1998-09-01 | 13.19 | RT 235 |  | LEXINGTON PARK |  |  |  |  | 13--F06 | 164601.57 | 951199.87 | 68687 | 446113 | 1997-10-14 |  | 14 | 79 |  | 1 |  | 2001-10-05
| PRECISION TUNE | 254 | 98-0009 | None | DP | DRY POND | 1998-08-27 | 0.81 | 22390 THREE NOTCH RD |  | LEXINGTON PARK |  |  |  |  | 18--F06 | 164001.18 | 951600.12 | 68504 | 446235 | 1997-10-31 |  | 14 | 89 |  | 1 |  | 2001-10-05
| GREAT MILLS HS PH 3 | 114 | 96-0004 | None | DP | DRY POND | 1998-04-06 | 7.7 | 21130 GREAT MILLS RD |  | GREAT MILLS | 20634 |  |  |  | 18--D13 | 150999.34 | 946498.5 | 64541 | 444680 | 1995-10-30 |  | 16 | 83 |  | 1 | _ | 1998-05-20
| WATTS OFC BLDG | 349 | 96-0025 | None | DP | DRY POND | 1998-03-19 | 1.14 | MD RT 235 NORTH TOWN CREEK |  | _ |  |  |  |  | 18--A04 | 169998.41 | 941498.57 | 70332 | 443156 | 1996-08-21 |  | 14 | 93 |  | 1 | _ | 1998-07-22
| TAYLOR RENTAL CTR | 335 | 97-0010 | None | DP | DRY POND | 1998-01-02 | 1.35 | MD RT 235 |  | CALFORNIA | 20619 |  |  |  | 10--C05 | 167350.84 | 945802.96 | 69525 | 444468 | 1996-11-27 |  | 14 | 92 |  | 1 | _ | 1998-07-22
| BARNES ESTS PH 1 | 15 | 96-0003 | DrainAcres | DP | DRY POND | 1998-01-01 |  | _ |  | _ |  |  |  |  | 10--C12 | 178849.64 | 906876.79 | 73030 | 432603 |  |  | 0 | 0 |  | 0 | _
| DYNAR FARM ESTS | 84 | 95-0011 | DrainAcres | DP | DRY POND | 1998-01-01 |  | _ |  | _ |  |  |  |  | 14--F02 | 173029.05 | 873760.9 | 71256 | 422509 |  |  | 0 | 0 |  | 0 | _
| HICKORY HILLS NORTH | 136 | 96-0030 | DrainAcres | DP | DRY POND | 1998-01-01 |  | _ |  | _ |  |  |  |  | 18--B05 | 166599.53 | 943601.54 | 69296 | 443797 |  |  | 0 | 0 |  | 0 | _
| THREE NOTCH VETERINARY HOSPITAL | 336 | 95-0003 | None | DP | DRY POND | 1997-11-25 | 2.16 | 55 AIRPORT VIEW DR |  | HOLLYWOOD | 20636 |  |  |  | 11--E13 | 180001.45 | 929999.53 | 73381 | 439651 |  |  | 14 | 81 |  | 1 | _ | 1997-11-25
| HOLLAND FOREST LANDING | 142 | 94-0014 | None | DP | DRY POND | 1997-10-20 | 6.76 | MCINTOSH RD TINTOP HILL |  | _ |  |  |  |  | 10--C12 | 180001.24 | 910000.06 | 73381 | 433555 |  |  | 12 | 80 |  | 1 | _ | 1997-10-21
| SAILING SPECIALITIES INC | 277 | 97-0011 | None | DP | DRY POND | 1997-09-12 | 7.18 | P O BOX 99 |  | HOLLYWOOD | 20636 |  |  |  | 11--D13 | 177399.75 | 927899.85 | 72588 | 439011 | 1996-11-13 |  |  | 83 |  | 1 | _ | 1997-10-27
| QUEEN ARBOR SUBDVN POND 4 | 264 | 92-0032 | None | DP | DRY POND | 1997-04-03 | 4.47 | _ |  | _ |  |  |  |  | 00--000 | 206457.77 | 900308.68 | 81445 | 430601 | 1993-10-22 |  | 11 | 66 |  | 1 | PC MTG 8/12/91; PC MTG 6/10/91; PC MTG 11/13/90; SENT COMMEN | 2001-10-05
| QUEEN ARBOR SUBDVN POND 1 | 261 | 92-0032 | None | DP | DRY POND | 1997-04-03 | 2.38 | _ |  | _ |  |  |  |  | 05--J11 | 206999.1 | 898901.23 | 81610 | 430172 | 1993-10-22 |  | 11 | 103 |  | 1 | PC MTG 8/12/91; PC MTG 6/10/91; PC MTG 11/13/90; SENT COMMEN | 1996-06-24
| PYLES ESTS POND 10 | 259 | 93-0022 | None | DP | DRY POND | 1997-02-19 | 23.06 | _ |  | HOLLYWOOD |  |  |  |  | 10--G03 | 197248.58 | 916699.33 | 78638 | 435597 |  |  | 0 | 53 |  |  | EMBANKMENT STRUCTURE STORMWATER MANAGEMENT DRY | 1997-02-19
| PYLES ESTS POND 7 | 260 | 93-0022 | None | DP | DRY POND | 1997-02-18 | 8.06 | _ |  | HOLLYWOOD |  |  |  |  | 10--G02 | 197248.58 | 916699.33 | 78638 | 435597 |  |  | 0 | 50 |  | 1 | EMBANKMENT STRUCTURE STORMWATER MANAGEMENT DRY | 1997-02-19
| COURTYARDS AT GREAT MILLS | 78 | 93-0003 | None | DP | DRY POND | 1997-01-01 | 13.9 | GREAT MILLS RD |  | _ |  |  |  |  | 00--000 | 152433.1 | 953791.7 | 64978 | 446903 |  |  | 0 | 0 |  | 0 | _ | 1996-06-24
| FRANZEN OFC BLDG | 106 | 95-0015 | DrainAcres | DP | DRY POND | 1997-01-01 |  | _ |  | _ |  |  |  |  | 18--G07 | 163801.06 | 952600.77 | 68443 | 446540 |  |  | 0 | 0 |  | 0 | _
| GREAT MILLS HS | 113 | 96-0004 | DrainAcres | DP | DRY POND | 1997-01-01 |  | _ |  | _ |  |  |  |  | 18--D13 | 150999.34 | 946498.5 | 64541 | 444680 |  |  | 0 | 0 |  | 0 | _
| CHARLES CO COMM COLL-ST MARY'S CO CAMPUS | 55 | NA | None | DP | DRY POND | 1996-11-15 | 56.9 | RT 5 & RT 245 |  | LEONARDTOWN | 20650 |  |  |  | 16--B04 | 169948.74 | 906000.85 | 70317 | 432336 |  |  | 16 | 78 |  | 1 | _ | 1997-10-20
| F & W OFC SITE | 94 | 96-0005 | None | DP | DRY POND | 1996-08-28 | 1.6 | 22776 THREE NOTCH RD |  | LEXINGTON PARK | 20653 |  |  |  | 18--B04 | 164745.92 | 950668.38 | 68731 | 445951 | 1995-10-04 |  | 14 | 86 |  | 1 | _ | 1996-08-29
| DEXTER SUBDVN | 83 | 90-0018 | None | DP | DRY POND | 1996-08-05 | 1.02 | 17882 THREE NOTCH RD |  | CALIFORNIA | 20619 |  |  |  | 17--J03 | 171051.5 | 938001.29 | 70653 | 442090 | 1990-02-27 |  | 14 | 89 |  | 1 | _ | 1997-10-24
| BAY RIDGE ESTS PH 4 | 18 | 93-0015 | DrainAcres | DP | DRY POND | 1996-01-01 |  | _ |  | _ |  |  |  |  | 00--000 | 147498.71 | 947000.45 | 63474 | 444833 |  |  | 0 | 0 |  | 0 | _
| 84 LUMBER CO | 5 | 92-0015 | DrainAcres | DP | DRY POND | 1996-01-01 |  | _ |  | LEXINGTON PARK |  |  |  |  | 01--A11 | 232799.66 | 865001.06 | 89474 | 419839 | 1996-01-01 |  |  |  |  | 0 | _
| CHRISTMAS HILL MINOR SUBDVN | 64 | 94-0008 | DrainAcres | DP | DRY POND | 1996-01-01 |  | _ |  | _ |  |  |  |  | 24--G08 | 133666.85 | 953932.7 | 59258 | 446946 | 1994-12-12 |  | 0 | 0 |  | 0 | REVIEW OF 5 LOT SUBDIVISION+FARMSTEAD; ALSO SEE TEC 11/2 | 1996-06-24
| CHRISTMAS HILL MINOR SUBDVN | 65 | 94-0008 | DrainAcres | DP | DRY POND | 1996-01-01 |  | _ |  | _ |  |  |  |  | 24--G08 | 133666.85 | 953932.7 | 59258 | 446946 | 1994-12-12 |  | 0 | 0 |  | 0 | REVIEW OF 5 LOT SUBDIVISION+FARMSTEAD; ALSO SEE TEC 11/2 | 1996-06-24
| WALLY'S EXCAVATING | 346 | 96-0016 | None | DP | DRY POND | 1995-10-23 | 2 | COMMERCE AVE |  | _ |  |  |  |  | 11--D13 | 177501.45 | 928001.55 | 72619 | 439042 |  |  | 15 | 74 |  | 1 | _ | 1995-10-23
| PARK HALL ES | 238 | 93-0007 | None | DP | DRY POND | 1995-07-11 | 11.85 | _ |  | _ |  |  |  |  | 24--J04 | 142423.37 | 957531.76 | 61927 | 448043 | 1993-01-18 |  | 0 | 0 |  | 0 | I&M 1/18/93; REVIEW OF CONCEPT SITE PLAN FOR ADDITION TO EXI | 1996-06-24
| LAUREL RIDGE SECT 4A | 177 | 91-0018 | DrainAcres | DP | DRY POND | 1995-05-16 |  | _ |  | _ |  |  |  |  | 00--000 | 235650.67 | 874774.53 | 90343 | 422818 | 1991-03-18 |  | 0 | 0 |  | 0 | I&M 3/5/91 | 1996-06-24
| COLUMBIA COMMONS 2 | 69 | 90-0012 | DrainAcres | DP | DRY POND | 1995-01-05 |  | _ |  | _ |  |  |  |  | 00--000 | 156448.78 | 951649.34 | 66202 | 446250 | 1990-06-14 |  | 0 | 0 |  | 0 | I&M 4/26/90; PUD 1/23/89 54 UNITS (PART OF PATUXENT PARK WE | 1996-06-24
| COUNTRY LAKES SECT 5 | 72 | 90-0011 | DrainAcres | DP | DRY POND | 1995-01-01 |  | 1979-12-15 |  | _ |  |  |  |  | 03--J10 | 210001.04 | 860001.11 | 82525 | 418315 |  |  | 0 | 0 |  | 0 | I&M 10/ /89 ALSO INFILTRATION CHECK DAMS PC MTG 2/27/89 | 1996-06-24
| FOREST HALL APT | 102 | 92-0013 | DrainAcres | DP | DRY POND | 1995-01-01 |  | _ |  | _ |  |  |  |  | 00--000 | 153000.7 | 957200.44 | 65151 | 447942 |  |  | 0 | 0 |  | 0 | PC MTG 06/24/91; REVIEW OF SITE PLAN FOR 120 GARDEN APTS | 1996-06-24
| HUNTING QUARTERS PH 1 SECT 2 FAC 1 | 150 | 93-0012 | DrainAcres | DP | DRY POND | 1995-01-01 |  | _ |  | _ |  |  |  |  | 19--J13 | 150198.69 | 937299.23 | 64297 | 441876 |  |  | 0 | 0 |  | 0 | _
| HUNTING QUARTERS PH 1 SECT 2 FAC 2 | 151 | 93-0012 | DrainAcres | DP | DRY POND | 1995-01-01 |  | _ |  | _ |  |  |  |  | 19--J13 | 150198.69 | 937299.23 | 64297 | 441876 |  |  | 0 | 0 |  | 0 | _
| WOODWARD MACHINE CORP | 378 | 87-0036 | DrainAcres | DP | DRY POND | 1994-06-28 |  | _ |  | _ |  |  |  |  | 00--000 | 177252.11 | 927676.76 | 72543 | 438943 | 1988-09-13 |  | 0 | 0 |  | 0 | 1988-07-14 | 1996-06-24
| CH OF JESUS CHRIST OF THE LATTER DAY SAINTS | 48 | 92-0033 | None | DP | DRY POND | 1994-04-13 | 0.99 | _ |  | _ |  |  |  |  | 00--000 | 160500.57 | 951498.42 | 67437 | 446204 | 1992-06-01 |  | 0 | 0 |  | 0 | I&M 06/01/92; SITE PLAN REVIEW FOR SUNDAY SCHOOL ADDN; DISTU | 1996-06-24
| GREEN HOLLY ES | 116 | 92-0004 | DrainAcres | DP | DRY POND | 1993-12-13 |  | _ |  | _ |  |  |  |  | 18--D05 | 167199.94 | 948001.09 | 69479 | 445138 | 1991-08-30 |  | 0 | 0 |  | 0 | PC 4/22/91 | 1996-06-24
| HOLLYWOOD PLZ | 145 | 88-0033 | DrainAcres | DP | DRY POND | 1993-12-13 |  | 3 NOTCH RD (11-B08) |  | _ |  |  |  |  | 00--000 | 184857 | 924642.05 | 74861 | 438018 | 1988-12-14 |  | 0 | 0 |  | 0 | I&M 11/9/88 | 1996-06-24
| SUMMIT HILL SECT 2 | 329 | 91-0037 | DrainAcres | DP | DRY POND | 1993-10-05 |  | _ |  | _ |  |  |  |  | 00--000 | 242999.75 | 881001.39 | 92583 | 424716 | 1991-09-17 |  | 0 | 0 |  | 0 | I&M 9/10/91; PC MTG 6/24/91 | 1996-06-24
| HENRY CHIROPRACTIC-ST MARY'S BACK REHAB CTR | 131 | 92-0009 | DrainAcres | DP | DRY POND | 1993-07-20 |  | _ |  | _ |  |  |  |  | 18--C05 | 167698.6 | 944598.9 | 69631 | 444101 | 1991-12-12 |  | 0 | 0 |  | 0 | I&M 11/5/91; PC 6/24/91 | 1996-06-24
| EAGLES SYSTEMS OFC SITE | 85 | 92-0022 | None | DP | DRY POND | 1993-07-06 | 3.34 | _ |  | _ |  |  |  |  | 00--000 | 165300.37 | 949300.29 | 68900 | 445534 | 1992-01-22 |  | 0 | 0 |  | 0 | I&M 1/16/92; TOTAL AREA 353 ACRES | 1996-06-24
| PATUXENT PK WEST SECT 2 PARCEL E | 239 | 91-0026 | DrainAcres | DP | DRY POND | 1993-06-28 |  | 43-22-533 |  | _ |  |  |  |  | 18--H10 | 157498.66 | 954500.35 | 66522 | 447119 | 1991-06-25 |  | 0 | 0 |  | 0 | I&M 5/11/87; PC MTG 6/26/89; PC MTG 7/24/89; PC MTG 5/22/89; | 1996-06-24
| NORRIS ACRES | 231 | 91-0017 | DrainAcres | DP | DRY POND | 1993-06-02 |  | _ |  | _ |  |  |  |  | 05--K12 | 205637.57 | 901502.87 | 81195 | 430965 | 1991-11-06 |  | 0 | 0 |  | 0 | I&M 10/24/91; PC MTG 1/22/90 | 1996-06-24
| WAREHOUSE OFC | 348 | 90-0007 | DrainAcres | DP | DRY POND | 1993-01-22 |  | _ |  | _ |  |  |  |  | 00--000 | 155369.46 | 961140.67 | 65873 | 449143 | 1991-08-27 |  | 0 | 0 |  | 0 | I&M 6/06/91; SUBMITTED 06/06/89 PC MTG 10/23/89 | 1996-06-24
| LINDSAY ESTS | 204 | 89-0034 | DrainAcres | DP | DRY POND | 1993-01-12 |  | _ |  | _ |  |  |  |  | 00--000 | 161251.83 | 945376.46 | 67666 | 444338 |  |  | 0 | 0 |  | 0 | PC MTG 3/27/89 TEC - 3/26/85 LINDSAY ESTATES CLUSTER 85- | 1996-06-24
| PYLES ACRES | 255 | 90-0028 | DrainAcres | DP | DRY POND | 1992-10-26 |  | 19-04-402 |  | _ |  |  |  |  | 00--000 | 203400.04 | 901476.63 | 80513 | 430957 | 1990-07-29 |  | 0 | 0 |  | 0 | NOTE: FOR LISTING OF SEVERAL ACTIVE PROJECTS SEE PYLES EST | 1996-06-24
| MCKAY'S PLZ AT GREAT MILLS | 219 | 92-0006 | DrainAcres | DP | DRY POND | 1992-09-24 |  | _ |  | _ |  |  |  |  | 00--000 | 152751.3 | 948276.69 | 65075 | 445222 | 1991-09-13 |  | 0 | 0 |  | 0 | PC 11/26/90 ALSO SEE TEC 5/16/90 | 1996-06-24
| GREENS AT HILTON RUN THE | 117 | 88-0013 | DrainAcres | DP | DRY POND | 1992-06-03 |  | 46860 HILTON DR |  | _ |  |  |  |  | 00--000 | 149998.75 | 955999.66 | 64236 | 447576 | 1990-09-11 |  | 0 | 0 |  | 0 | I&M 9/11/87; SEE 9/25/89 TEC+PC; TEC 1/17/90 ALSO SEE CP 0 | 1996-06-24
| ST MARY'S COUNTY REGIONAL PK | 308 | 90-0042 | DrainAcres | DP | DRY POND | 1992-05-15 |  | _ |  | _ |  |  |  |  | 18--B09 | 158499.24 | 944300.36 | 66827 | 444010 | 1990-08-15 |  | 0 | 0 |  | 0 | I&M 7/30/90; PC MTG 3/27/89 PC MTG 3/12/90 | 1996-06-24
| AUTOPLEX SERVICE PK | 12 | 89-0016 | DrainAcres | DP | DRY POND | 1992-01-01 |  | RT 235 |  | CALIFORNIA |  |  |  |  | 00--000 | 166901.37 | 945950.59 | 69388 | 444513 |  |  | 0 | 0 |  | 0 | I&M 9/23/88 | 1996-06-24
| BOB'S IMPORT AUTO PARTS | 26 | 89-0035 | DrainAcres | DP | DRY POND | 1992-01-01 |  | _ |  | _ |  |  |  |  | 00--000 | 152698.8 | 947699.27 | 65059 | 445046 |  |  | 0 | 0 |  | 0 | I&M 1/5/89 | 1996-06-24
| GOSPEL TABERNACLE-PRAYER | 108 | 88-0026 | DrainAcres | DP | DRY POND | 1992-01-01 |  | 23-18-113-01 |  | _ |  |  |  |  | 00--000 | 183750.88 | 874476.08 | 74524 | 422727 |  |  | 0 | 0 |  | 0 | I&M 12/8/87 | 1996-06-24
| LEXINGTON PK BURCHMART | 201 | 89-0052 | DrainAcres | DP | DRY POND | 1992-01-01 |  | 43-16-154 |  | _ |  |  |  |  | 00--000 | 160576.05 | 954198.52 | 67460 | 447027 |  |  | 0 | 0 |  | 0 | I&M 6/16/89; PWA FOR VALLEY DR SENT 3/29/89 FOR $20000 | 1996-06-24
| LOWE'S AT LEXINGTON PK | 209 | 89-0044 | DrainAcres | DP | DRY POND | 1992-01-01 |  | _ |  | _ |  |  |  |  | 00--000 | 168298.98 | 943998.52 | 69814 | 443918 |  |  | 0 | 0 |  | 0 | I&M 3/9/89 | 1996-06-24
| LINDSAY ESTS | 205 | 91-0027 | DrainAcres | DP | DRY POND | 1991-09-25 |  | _ |  | _ |  |  |  |  | 00--000 | 161251.83 | 945376.46 | 67666 | 444338 |  |  | 0 | 0 |  | 0 | ALSO SEE 91-44 | 1996-06-24
| HUNTER'S RIDGE SUBDVN | 148 | 90-0033 | DrainAcres | DP | DRY POND | 1991-09-05 |  | _ |  | _ |  |  |  |  | 01--E13 | 230447.24 | 871168.99 | 88757 | 421719 | 1990-06-12 |  | 0 | 0 |  | 0 | I&M 5/21/90; PC MTG 9/24/90 PC MTG 2/26/90 SEE LIVINGSTO | 1996-06-24
| MCDONALDS AT LEXINGTON PK | 217 | 90-0013 | DrainAcres | DP | DRY POND | 1991-05-28 |  | _ |  | _ |  |  |  |  | 00--000 | 127748.47 | 975881.14 | 57454 | 453636 | 1989-12-21 |  | 0 | 0 |  | 0 | _ | 1996-06-24
| QUEENTREE LANDING | 265 | 90-0038 | DrainAcres | DP | DRY POND | 1991-05-08 |  | _ |  | _ |  |  |  |  | 06--C07 | 214239.92 | 906811.11 | 83817 | 432583 | 1990-07-03 |  | 0 | 0 |  | 0 | I&M 10/26/87 | 1996-06-24
| PEACH TREE WAY SUBDVN | 241 | 89-0023 | DrainAcres | DP | DRY POND | 1991-04-25 |  | 52-21-422 |  | _ |  |  |  |  | 00--000 | 145500.86 | 969201.54 | 62865 | 451600 | 1989-01-06 |  | 0 | 0 |  | 0 | I&M 11/13/88 | 1996-06-24
| ST MARY'S IND PK SECT 1 LOT 4 | 313 | 89-0002 | DrainAcres | DP | DRY POND | 1991-01-21 |  | _ |  | _ |  |  |  |  | 00--000 | 177337.4 | 927046.85 | 72569 | 438751 |  |  | 0 | 0 |  | 0 | _ | 1996-06-24
| HOWLIN IND PK | 147 | 88-0045 | DrainAcres | DP | DRY POND | 1991-01-01 |  | _ |  | _ |  |  |  |  | 00--000 | 177599.9 | 929700.98 | 72649 | 439560 | 1989-02-14 |  | 0 | 0 |  | 0 | _ | 1996-06-24
| LEONARDTOWN CTR | 191 | 89-0008 | DrainAcres | DP | DRY POND | 1991-01-01 |  | 32-15-379 |  | _ |  |  |  |  | 15--G03 | 172235.37 | 897188.74 | 71014 | 429650 |  |  | 0 | 0 |  | 0 | I&M 8/29/88; PC APPROVAL FOR PHASE 1 CONTINGENT ON APP FROM | 1996-06-24
| BROOKS CLUSTER APT 26-21-388 | 37 | 89-0062 | DrainAcres | DP | DRY POND | 1990-01-01 |  | _ |  | _ |  |  |  |  | 10--G11 | 181651.56 | 916098.98 | 73884 | 435414 |  |  | 0 | 0 |  | 0 | I&M 6/29/89PLANS SUBMITTED 4/25/89; COMMENTS SENT 5/5/89; A | 1996-06-24
| HOLLYWOOD USPS | 146 | 89-0056 | DrainAcres | DP | DRY POND | 1990-01-01 |  | BEGIN HERE AT 2:15PM 301-475-7108 |  | _ |  |  |  |  | 00--000 | 184673.29 | 925993.72 | 74805 | 438430 |  |  | 0 | 0 |  | 0 | I&M 5/3/89; GP ISSUED 5/2/89 PC MTG 4/10/89 | 1996-06-24
| ANDERSON BLDG | 11 | 89-0041 | BuiltDate+DrainAcres | DP | DRY POND |  |  | _ |  | _ |  |  |  |  | 00--000 | 170999.01 | 938299.84 | 70637 | 442181 |  |  | 0 | 0 |  | 0 | I&M 2/8/89 PC MTG 3/27/89 | 1996-06-24
| BARNES ESTS PH 2 SATIV CORP | 16 | NA | BuiltDate+DrainAcres | DP | DRY POND |  |  | _ |  | _ |  |  |  |  | 10--C12 | 177999.9 | 907001.46 | 72771 | 432641 |  |  | 0 | 0 |  | 0 | ACTIVE OPEN
| ESPERANZA CAR WASH | 89 | 88-0032 | BuiltDate+DrainAcres | DP | DRY POND |  |  | 235 MILLSTONE LANDING RD |  | _ |  |  |  |  | 00--000 | 171044.93 | 937410.76 | 70651 | 441910 |  |  | 0 | 0 |  | 0 | ACTIVE OPEN | 1996-06-24
| MCKAY'S PLZ AT GREAT MILLS | 220 | 92-0006 | BuiltDate+DrainAcres | DP | DRY POND |  |  | _ |  | _ |  |  |  |  | 00--000 | 152751.3 | 948276.69 | 65075 | 445222 |  |  | 0 | 0 |  | 0 | 11/26/90 PC MTG | 1996-06-24
| MIDAS MUFFLER | 226 | 87-0034 | BuiltDate+DrainAcres | DP | DRY POND |  |  | _ |  | _ |  |  |  |  | 00--000 | 155120.06 | 952177.55 | 65797 | 446411 |  |  | 0 | 0 |  | 0 | I&M 8/20/87 | 1996-06-24
| PICKETT'S HARBOR AT CEDAR COVE | 245 | 90-0044 | BuiltDate+DrainAcres | DP | DRY POND |  |  | 52-03-427 |  | _ |  |  |  |  | 19--E11 | 154500.11 | 969500.13 | 65608 | 451691 | 1990-08-02 |  | 0 | 0 |  | 0 | I&M 7/23/90; PC MTG 2/26/90 TM 52-087 ? | 1996-06-24
| PRB OFC | 253 | 96-0032 | BuiltDate+DrainAcres | DP | DRY POND |  |  | _ |  | _ |  |  |  |  | 11--C13 | 177301.31 | 926498.97 | 72558 | 438584 |  |  | 0 | 0 |  | 0 | _
| PYLES ESTS | 256 | 93-0022 | BuiltDate+DrainAcres | DP | DRY POND |  |  | 20-15-403 |  | _ |  |  |  |  | 00--000 | 197248.58 | 916699.33 | 78638 | 435597 | 1993-05-07 |  | 0 | 0 |  | 0 | I&M 5/07/93; PC MTG 7/22/91; PC APPROVED 4/10/89 PC MTG 3/1 | 1996-06-24
| PYLES ESTS | 257 | 93-0022 | BuiltDate+DrainAcres | DP | DRY POND |  |  | _ |  | _ |  |  |  |  | 00--000 | 197248.58 | 916699.33 | 78638 | 435597 | 1993-05-07 |  | 0 | 0 |  | 0 | I&M 5/07/93; PC MTG 7/22/91; PC APPROVED 4/10/89 PC MTG 3/1 | 1996-06-24
| QUEENTREE LANDING SECT 3 SWM | 266 | 88-0011 | BuiltDate+DrainAcres | DP | DRY POND |  |  | _ |  | _ |  |  |  |  | 00--000 | 214239.92 | 906811.11 | 83817 | 432583 |  |  | 0 | 0 |  | 0 | _ | 1996-06-24
| RAHULS CORP | 267 | OPZ88-1750 | BuiltDate+DrainAcres | DP | DRY POND |  |  | _ |  | _ |  |  |  |  | 00--000 | 171349.57 | 899380.29 | 70744 | 430317.5 |  |  | 0 | 0 |  | 0 | _ | 1996-06-24
| SHAH MEDICAL FACILITY | 284 | 89-0055 | BuiltDate+DrainAcres | DP | DRY POND |  |  | 24035 3 NOTCH RD |  | HOLLYWOOD |  |  |  |  | 00--000 | 180526.36 | 928099.97 | 73541 | 439072 |  |  | 0 | 0 |  | 0 | I&M 4/25/89; GP ISSUED 5/3/89; PC MTG 4/24/89; SEE FADUL | 1996-06-24
| SHANTI MEDICAL CTR BLDG 2 | 287 | 94-0009 | BuiltDate+DrainAcres | DP | DRY POND |  |  | _ |  | _ |  |  |  |  | 00--000 | 178048.97 | 893750.51 | 72786 | 428602 | 1994-08-12 |  | 0 | 0 |  | 0 | SENT REQUIREMENTS LETTER | 1996-06-24
| SOUTHERN MARYLAND USED AUTO PARTS | 290 | 88-0037 | BuiltDate+DrainAcres | DP | DRY POND |  |  | 26470 THREE NOTCH RD |  | MECHANICSVILLE |  |  |  |  | 00--000 | 204469.58 | 900170.89 | 80839 | 430559 |  |  | 0 | 0 |  | 0 | I&M 6/23/88 | 1996-06-24
| ST MARY'S IND PK SECT 1 LOT 1 | 311 | 88-0041 | BuiltDate+DrainAcres | DP | DRY POND |  |  | _ |  | _ |  |  |  |  | 11--C13 | 177337.4 | 927046.85 | 72569 | 438751 |  |  | 0 | 0 |  | 0 | I&M 5/2/88 ALSO SEE 88-0840 | 1996-06-24
| ST MARY'S IND PK SECT 1 LOT 15 & 18 | 312 | 88-0027 | BuiltDate+DrainAcres | DP | DRY POND |  |  | _ |  | _ |  |  |  |  | 00--000 | 177337.4 | 927046.85 | 72569 | 438751 |  |  | 0 | 0 |  | 0 | I&M 5/9/88 | 1996-06-24
| ST MARY'S IND PK SECT 2 LOT 12 | 314 | 88-0034 | BuiltDate+DrainAcres | DP | DRY POND |  |  | _ |  | _ |  |  |  |  | 00--000 | 177337.4 | 927046.85 | 72569 | 438751 |  |  | 0 | 0 |  | 0 | I&M 5/26/88 | 1996-06-24
| ST MARY'S IND PK SECT 2 LOT 15 | 315 | 91-0016 | BuiltDate+DrainAcres | DP | DRY POND |  |  | _ |  | _ |  |  |  |  | 00--000 | 177337.4 | 927046.85 | 72569 | 438751 |  |  | 0 | 0 |  | 0 | I&M 2/4/86; REDI-MIX; NOW HOWLIN CONCRETE SEE CORRESPONDE | 1996-06-24
| ST MARY'S IND PK SECT 2 LOT 16 | 316 | 89-0017 | BuiltDate+DrainAcres | DP | DRY POND |  |  | _ |  | _ |  |  |  |  | 00--000 | 177337.4 | 927046.85 | 72569 | 438751 |  |  | 0 | 0 |  | 0 | I&M 10/4/88 | 1996-06-24
| ST MARY'S IND PK SECT 2 LOT 7 | 317 | 89-0007 | BuiltDate+DrainAcres | DP | DRY POND |  |  | _ |  | _ |  |  |  |  | 00--000 | 177337.4 | 927046.85 | 72569 | 438751 |  |  | 0 | 0 |  | 0 | I&M 2/8/89 CHK 89-43 | 1996-06-24
| WEST AMONDIANA | 359 | NA | BuiltDate+DrainAcres | DP | DRY POND |  |  | _ |  | _ |  |  |  |  | 24--K04 | 143000.8 | 959001.56 | 62103 | 448491 |  |  | 0 | 0 |  | 0 | _
| WETTS OFC | 362 | 95-0025 | BuiltDate+DrainAcres | DP | DRY POND |  |  | _ |  | _ |  |  |  |  | 18--A04 | 169499.73 | 941498.58 | 70180 | 443156 |  |  | 0 | 0 |  | 0 | _
| WISE OFC BLDG | 376 | 90-0007 | BuiltDate+DrainAcres | DP | DRY POND |  |  | _ |  | _ |  |  |  |  | 00--000 | 155251.36 | 961078.34 | 65837 | 449124 |  |  | 0 | 0 |  | 0 | SEE WAYNE+ANNA WISE SEE PC MTG 10/23/89 GP REQMTS SENT | 1996-06-24
| BROOKS CLUSTER | 36 | 03-0001 | BuiltDate | DP | DRY POND |  | 54.92 | RT 245 & OLD RT 245 | 400 FT SW OF |  |  | 26 | 21 | 120 | 10--G10 | 182500 | 915000 | 74142.61 | 435079.02 |  |  | 11 | 56 |  | 1 |  | 2006-06-21
| QUEEN ARBOR SUBDVN POND 2 | 262 | 92-0032 | BuiltDate | DP | DRY POND |  | 2.14 | _ |  | _ |  |  |  |  | 05--J11 | 206398.71 | 899101.36 | 81427 | 430233 | 1997-04-03 |  | 11 | 66 |  | 1 | PC MTG 8/12/91; PC MTG 6/10/91; PC MTG 11/13/90; SENT COMMEN | 1996-06-24
| WILLLOW WOODS POND 3 | 375 | 98-0027 | BuiltDate | DP | DRY POND |  | 6.53 | WILLOWS RD |  |  |  | 51 | 10+11 | 318+389 | 18--H13 | 211720 | 1468450 |  |  |  |  | 12 | 72 |  | 1 |  | 2006-11-30
| SOUTHWOODS PUD | 295 | 99-0007 | BuiltDate | DP | DRY POND |  | 5.9 |  |  |  |  | 52 | 2+3 | 7 | 19--D12 | 153700 | 967700 | 65364.13 | 451142.31 |  |  | 12 | 76 |  | 1 |  | 2006-06-21
| KEDGES STRAIT SUNDVN | 158 | 96-0011 | BuiltDate | DP | DRY POND |  | 17.51 | LONG LN | CEDAR COVE PUD | HERMANVILLE |  | 52 |  | 87 | 19--F11 | 150000 | 970000 | 64236.35 | 451843.37 |  |  | 11 | 76 |  | 1 |  | 2006-06-21
| SWASH BAY | 331 | 98-0006 | BuiltDate | DP | DRY POND |  | 17.7 | WILLIS WHARF CT |  | LEXINGTON PARK | 20653 | 52 | 3 | 425 | 19--E11 | 155000 | 969200 | 65760.37 | 451599.52 |  |  | 12 | 76 |  | 1 |  | 2006-06-21
| WILLLOW WOODS POND 2 | 374 | 98-0027 | BuiltDate | DP | DRY POND |  | 10.3 | WILLOWS RD |  |  |  | 51 | 10+11 | 318+389 | 18--H13 | 211800 | 1468450 |  |  |  |  | 12 | 77 |  | 1 |  | 2006-11-30
| SOUTHERN MARYLAND BROADCASTING CORP STORAGE | 289 | 98-0019 | BuiltDate | DP | DRY POND |  | 14.6 | ST ANDREWS CHURCH RD |  | CALIFORNIA | 20619 | 42 | 7 | 80 | 17--C06 | 163000 | 927000 | 68198.92 | 438736.71 | 1998-03-31 |  | 14 | 77 |  | 1 |  | 2006-06-21
| WILLLOW WOODS POND 1 | 373 | 98-0027 | BuiltDate | DP | DRY POND |  | 15.3 | WILLOWS RD |  |  |  | 51 | 10+11 | 318+389 | 18--H13 | 211825 | 1467120 | 83080.55 | 603367.32 |  |  | 12 | 77 |  | 1 |  | 2006-11-30
| LEXINGTON PARK SENIOR APTS | 199 | 99-0036 | BuiltDate | DP | DRY POND |  | 7.84 | PEGG RD |  |  |  | 43 | 21 | 136+250 | 18--F09 | 158000 | 952000 | 66674.82 | 446356.88 |  |  | 13 | 79 |  | 1 |  | 2006-06-21
| LEXINGTON PARK SENIOR APTS | 200 | 99-0036 | BuiltDate | DP | DRY POND |  | 12.3 | PEGG RD |  |  |  | 43 | 21 | 136+250 | 18--F09 | 159000 | 952000 | 66979.62 | 446356.88 |  |  | 13 | 79 |  | 1 |  | 2006-06-21
| WESTBURY PUD SECT 1 PH 2 | 361 | 97-0017 | BuiltDate | DP | DRY POND |  | 13.1 | PEGG RD & WESTBURY BLVD |  | LEXINGTON PARK | 20653 | 51 | 2 | 147 | 18--D11 | 154500 | 947500 | 65608.01 | 444985.26 |  |  | 12 | 80 |  | 1 |  | 2006-06-21
| FIRST COLONY POND 3 | 99 | 99-0025 | BuiltDate | DP | DRY POND |  | 72.1 | FDR BLVD |  |  |  | 34 | 22+23 | 444+455+456+P/O490+516 | 17--J04 | 168000 | 939000 | 69722.89 | 442394.41 |  |  | 14 | 84 |  | 1 |  | 2006-06-21
| LAUREL GLEN PUD POND 2 | 172 | 94-0017 | BuiltDate | DP | DRY POND |  | 15.1 |  |  |  |  | 42 | 5 | 669 | 17--K05 | 160600 | 940000 | 67467.34 | 442699.22 |  |  | 13 | 86 |  | 1 |  | 2006-06-21
| MAPLE PARK PH 2 | 213 | 97-0006 | BuiltDate | DP | DRY POND |  | 1.4 | RT 235 & MAPLE RD |  |  |  | 35 | 22 | P/O 14 | 18--C05 | 167300 | 945600 | 69509.5 | 444406.14 |  |  | 14 | 88 |  | 1 |  | 2006-06-21
| PINEY POINT ES | 249 | 97-0012 | None | DP+UGS | DRY POND+UNDERGROUND STORAGE | 1998-04-29 | 0.5 | P O BOX 641 |  | LEONARDTOWN | 20650 |  |  |  | 27--G02 | 120999.38 | 933499.9 | 55397 | 440718 | 1996-12-30 |  | 16 | 60 |  | 1 | _ | 1998-05-20
| PINEY POINT ES | 250 | 97-0012 | None | DP+UGS | DRY POND+UNDERGROUND STORAGE | 1998-04-29 | 0.5 | P O BOX 641 |  | LEONARDTOWN | 20650 |  |  |  | 27--G02 | 120999.38 | 933499.9 | 55397 | 440718 | 1996-12-30 |  | 16 | 60 |  | 1 | _ | 1998-05-20
1 | HICKORY HILLS | 135 | 95-0005 | DrainAcres | ED | EXTENDED DETENTION STRUCTURE | 1996-01-01 |  | _ |  | _ |  |  |  |  | 18--B05 | 166599.53 | 943601.54 | 69296 | 443797 | 1995-03-21 |  | 0 | 0 |  | 0 | PC MTG 12/12/94; PC MTG 8/9/93; TEC 7/21/93; PC MTG 12/09/91 | 1996-06-24
2 | LAUREL RIDGE SECT 4B | 178 | 91-0030 | None | ED | EXTENDED DETENTION STRUCTURE | 1995-05-16 | 5.8 | _ |  | _ |  |  |  |  | 00--000 | 235650.67 | 874774.53 | 90343 | 422818 | 1991-08-01 |  | 0 | 0 |  | 0 | I&M 7/09/91; PC MTG 6/24/91 | 1996-06-24
3 | HOLLYWOOD ES | 144 | 92-0023 | None | ED | EXTENDED DETENTION STRUCTURE | 1994-02-23 | 12.18 | _ |  | _ |  |  |  |  | 11--F09 | 184000.78 | 931600.53 | 74600 | 440139 | 1992-04-13 |  | 16 | 74 |  | 1 | I&M 4/16/92; PC MTG 10/15/91 | 1996-06-24
4 | LINDSAY ESTS | 206 | 91-0044 | DrainAcres | ED | EXTENDED DETENTION STRUCTURE | 1994-01-01 |  | _ |  | _ |  |  |  |  | 00--000 | 161251.83 | 945376.46 | 67666 | 444338 |  |  | 0 | 0 |  | 0 | _ | 1996-06-24
5 | MOORINGS AT CEDAR COVE THE | 227 | 90-0029 | DrainAcres | ED | EXTENDED DETENTION STRUCTURE | 1993-09-30 |  |  |  | _ |  | 42 | 21 | 49 | 00--000 | 157200.21 | 970100.52 | 66431 | 451874 | 1990-04-24 |  | 0 | 0 |  | 0 | I&M 4/16/90; PC MTG 2/26/90 48 LOTS PC 3/27/90 GP ISSUE | 1996-06-24
6 | SAN SOUCI PLZ PH 3 SECT 2 | 279 | 87-0031 | DrainAcres | ED | EXTENDED DETENTION STRUCTURE | 1991-10-31 |  | _ |  | _ |  |  |  |  | 00--000 | 166373.18 | 947794.4 | 69227 | 445075 | 1987-04-09 |  | 0 | 0 |  | 0 | _ | 1996-06-24
7 | MAPLE RUN SECT 4 | 216 | 92-0026 | BuiltDate | ED | EXTENDED DETENTION STRUCTURE |  | 2.92 | PLANTATION CT & VICTORIAN RUN |  | _ |  |  |  |  | 17--F08 | 160772.64 | 930832.87 | 67520 | 439905 | 1992-07-22 |  | 0 | 0 |  | 0 | I&M 7/22/92; 07/08/91 PC MTG; TOTAL AREA 40 ACRES | 1996-06-24
8 | SAN SOUCI PLZ PH 2 | 278 | 87-0029 | BuiltDate+DrainAcres | ED | EXTENDED DETENTION STRUCTURE |  |  | _ |  | _ |  |  |  |  | 18--D05 | 166373.18 | 947794.4 | 69227 | 445075 |  |  | 0 | 0 |  | 0 | _ | 1996-06-24
9 | SAN SOUCI PLZ PH 3 SWM | 280 | 87-0035 | BuiltDate+DrainAcres | ED | EXTENDED DETENTION STRUCTURE |  |  | _ |  | _ |  |  |  |  | 00--000 | 166373.18 | 947794.4 | 69227 | 445075 |  |  | 0 | 0 |  | 0 | I&M 4/29/87 | 1996-06-24
10 | ST CLEMENTS CROSSING | 303 | 02-0018 | None | EDSD | EXTENDED DETENTION STRUCTURE_DRY | 2004-07-22 | 16.07 | GREAT MILLS RD |  |  |  | 51 | 03 | 97 | 18--G11 | 155000 | 982000 | 65760.34 | 455501.02 |  |  | 12 | 90 |  | 1 |  | 2006-06-21
11 | VALLEY WOOD | 340 | 00-0020 | None | EDSD | EXTENDED DETENTION STRUCTURE_DRY | 2004-01-06 | 4.79 | VALLEY WOOD CT |  |  |  | 9 | 22 | 56 | 04--J06 | 217000 | 882000 | 84658.29 | 425020.37 |  |  |  | 56 |  | 1 |  | 2006-06-21
12 | GRIFFINS FLOORING AMERICA | 123 | 02-0012 | None | EDSD | EXTENDED DETENTION STRUCTURE_DRY | 2003-09-30 | 2.82 |  |  | LEONARDTOWN |  | 43 | 1 | 14+17 | 18--C05 | 167600 | 945400 | 69600.94 | 444345.18 |  |  | 14 | 80 |  | 1 |  | 2006-06-21
13 | CALLAWAY MARKETPLACE | 41 | 00-0023 | None | EDSD | EXTENDED DETENTION STRUCTURE_DRY | 2003-03-27 | 19.5 | 20995 POINT LOOKOUT RD |  | CALLAWAY | 20620 | 50 |  | 16+18+169+171+234+281 | 23--H02 | 146800 | 935900 | 63261.08 | 441449.51 |  |  | 14 | 93 |  | 1 |  | 2006-06-21
14 | CHAMPION USED AUTO PARTS LOT 4 SECT 1 | 49 | 93-0003 | None | EDSD | EXTENDED DETENTION STRUCTURE_DRY | 2002-11-18 | 3 |  | ST MARYS IND PK | [5 empty] | 11--D12 | 133395 | 946942 | 59175.16 | 444815.2 |  |  | 15 | 74 |  | 1 |  | 2006-06-21
15 | LEONARDTOWN HS POND 2 | 194 | 99-0041 | None | EDSD | EXTENDED DETENTION STRUCTURE_DRY | 2002-10-20 | 6.5 | 23995 POINT LOOKOUT RD |  |  |  | 41 | 13+14+19+20 |  | 16--E08 | 160000 | 911000 | 67284.59 | 433859.78 |  |  | 16 | 91 |  | 1 |  | 2006-06-21
16 | KINGSTON SHORES 96-0299 | 164 | 98-0046 | None | EDSD | EXTENDED DETENTION STRUCTURE_DRY | 2002-07-24 | 1.01 | GROSS DR | 1 1/4 MI S OF THOS JOHNSON BRIDGE |  |  | 35 | 7 | 23&112 | 17--C13 | 177000 | 945800 | 72466.1 | 444467.1 | 1999-03-17 |  | 11 | 60 |  | 1 |  | 2006-06-21
17 | LEONARDTOWN BAPTIST CH | 190 | 02-0040 | None | EDSD | EXTENDED DETENTION STRUCTURE_DRY | 2002-05-20 | 3.08 | RT 245 |  | LEONARDTOWN | 20650 | 32 |  | 32 | 16--B01 | 175000 | 905000 | 71856.63 | 432030.94 |  |  | 14 | 58 |  | 1 |  | 2006-06-21
18 | WAWA @ GREAT MILLS | 353 | 01-0013 | None | EDSD | EXTENDED DETENTION STRUCTURE_DRY | 2002-04-12 | 13.1 | GREAT MILLS BLVD & CHANCELLORS RUN RD | NE OF | GREAT MILLS |  | 51 | 8 | 2+P/O 588 | 18--D12 | 153000 | 947000 | 65150.81 | 444832.86 |  |  | 14 | 82 |  | 1 |  | 2006-06-21
19 | LEONARDTOWN HS POND 1 | 193 | 99-0041 | None | EDSD | EXTENDED DETENTION STRUCTURE_DRY | 2001-12-10 | 21.4 | 23995 POINT LOOKOUT RD |  |  |  | 41 | 13+14+19+20 |  | 16--E08 | 160000 | 911000 | 67284.59 | 433859.78 |  |  | 16 | 84 |  | 1 |  | 2006-06-21
20 | BAY RIDGE ESTS POND 1 SECT 3 | 19 | 99-0012 | None | EDSD | EXTENDED DETENTION STRUCTURE_DRY | 2001-11-06 | 10.7 |  |  |  |  | 51 | 13 | 431 | 24--C01 | 149000 | 946000 | 63931.6 | 444528.06 |  |  | 11 | 81 |  | 1 |  | 2006-06-21
21 | CORNERSTONE PRESBYTARIAN CH | 71 | 00-0015 | None | EDSD | EXTENDED DETENTION STRUCTURE_DRY | 2001-07-17 | 4.08 | 23075 TOWN CREEK DR |  | LEXINGTON PARK |  | 35A |  | 19 | 18--C03 | 171000 | 945000 | 70637.28 | 444223.26 | 2000-06-22 |  | 12 | 82 |  | 1 |  | 2006-06-21
22 | MALLARD'S LANDING BASIN 2 | 212 | GP-99-0005 | None | EDSD | EXTENDED DETENTION STRUCTURE_DRY | 1999-06-23 | 2.07 | GREENHEAD DR | [6 empty] | 01--K12 | 230499.72 | 880499.45 | 88773 | 424563 | 1998-10-05 |  | 11 | 44 |  | 1 | _ | 2001-03-21
23 | MALLARD'S LANDING BASIN 1 | 211 | GP-99-0005 | None | EDSD | EXTENDED DETENTION STRUCTURE_DRY | 1999-06-23 | 6.06 | GREENHEAD DR | [6 empty] | 01--J12 | 230201.17 | 881001.41 | 88682 | 424716 | 1998-10-05 |  | 11 | 44 |  | 1 | _ | 2001-03-21
24 | WILDEWOOD TECH PK LOT 15 | 368 | 98-0030 | None | EDSD | EXTENDED DETENTION STRUCTURE_DRY | 1999-05-17 | 5.3 | 23330 COTTONWOOD PKWY | [6 empty] | 17--E02 | 173498.9 | 931000.16 | 71399 | 439956 | 1998-05-14 |  | 14 | 81 |  | 1 | _ | 2001-03-21
25 | PINE HILL TECH PK PH I | 247 | 98-0011 | None | EDSD | EXTENDED DETENTION STRUCTURE_DRY | 1999-04-13 | 9.1 | PINE HILL RD | [6 empty] | 19--E10 | 157226.44 | 968525.74 | 66439 | 451394 | 1997-12-17 |  | 14 | 89 |  | 1 | _ | 2001-03-21
26 | BUCK PK EAST | 38 | 96-0023 | DrainAcres | EDSD | EXTENDED DETENTION STRUCTURE_DRY | 1999-01-01 |  | _ |  | _ |  |  |  |  | 18--D07 | 162101.57 | 947200.58 | 67925 | 444894 |  |  | 0 | 0 |  | 0 | _
27 | CHANCELLOR'S RUN PK | 52 | 96-0028 | DrainAcres | EDSD | EXTENDED DETENTION STRUCTURE_DRY | 1999-01-01 |  | _ |  | _ |  |  |  |  | 18--C09 | 158000.56 | 944500.49 | 66675 | 444071 |  |  | 0 | 0 |  | 0 | _
28 | ST MARY'S MEDICAL CTR | 321 | 96-0018 | None | EDSD | EXTENDED DETENTION STRUCTURE_DRY | 1998-12-24 | 605 | _ |  | _ |  |  |  |  | 11--D11 | 179364.95 | 927906.41 | 73187 | 439013 | 1996-03-29 |  | 14 | 90 |  | 0 | _ | 2001-10-05
29 | 5TH DITRICT PARK | 1 | 97-0026 | None | EDSD | EXTENDED DETENTION STRUCTURE_DRY | 1997-12-01 | 7.26 | RT 6 | 1/2 MI E OF RT 5 | CHARLOTTE HALL | 20622 | 4 | 11 | 65+66 | 01--B10 | 234300 | 866700 | 89931.31 | 420356.84 | 1997-06-06 |  | 16 | 77 |  | 1 |  | 2006-06-21
30 | ESSEX SOUTH SECT 4B & C | 91 | 91-0011 | None | EDSD | EXTENDED DETENTION STRUCTURE_DRY | 1997-10-31 | 15.63 | P O BOX 69 |  | ST MARY'S CITY | 20686 |  |  |  | 18--H12 | 152200.18 | 955599.42 | 64907 | 447454 |  |  | 10 | 81 |  | 1 | _ | 1997-11-04
31 | BLAIR VIDEO | 23 | 95-0007 | None | EDSD | EXTENDED DETENTION STRUCTURE_DRY | 1996-12-11 | 5.73 | 30185 TRIANGLE DR |  | CHARLOTTE HALL | 20622 |  |  |  | 26--K03 | 144498.86 | 864498.94 | 62560 | 419686 |  |  | 10 | 55 |  | 1 | _ | 1997-01-27
32 | PICKETT'S HARBOR TOWNHOUSES | 246 | 90-0004 | None | EDSD | EXTENDED DETENTION STRUCTURE_DRY | 1996-10-25 | 5.37 | CEDAR COVE OFF LONG LN |  | _ |  |  |  |  | 19--E10 | 156284.87 | 970399.07 | 66152 | 451965 | 1990-08-02 |  | 12 | 85 |  | 1 | _ | 1996-10-25
33 | MCKAY'S PLZ | 218 | 91-0022 | BuiltDate+DrainAcres | EDSD | EXTENDED DETENTION STRUCTURE_DRY |  |  | _ |  | _ |  |  |  |  | 18--D12 | 152751.3 | 948276.69 | 65075 | 445222 |  |  | 0 | 0 |  | 0 | _
34 | PICKETTS HARBOR | 244 | 91-0022 | BuiltDate+DrainAcres | EDSD | EXTENDED DETENTION STRUCTURE_DRY |  |  | _ |  | _ |  |  |  |  | 19--E10 | 156284.87 | 970399.07 | 66152 | 451965 |  |  | 0 | 0 |  | 0 | _
35 | RIDGES SUITES AT CEDAR COVE | 268 | 96-0011 | BuiltDate+DrainAcres | EDSD | EXTENDED DETENTION STRUCTURE_DRY |  |  | _ |  | _ |  |  |  |  | 19--F11 | 149998.85 | 969998.8 | 64236 | 451843 |  |  | 0 | 0 |  | 0 | _
36 | KINGSTON POND 8 PH 3 | 163 | 02-0025 | BuiltDate | EDSD | EXTENDED DETENTION STRUCTURE_DRY |  | 10.56 | RT 244 & BRETON BEACH RD | NB SIDE & APPROX 1500' S |  |  | 49 | 7 | 78 | 16--D12 | 153000 | 908000 | 65150.99 | 432945.35 |  |  | 11 | 67 |  | 1 |  | 2006-06-21
37 | KINGSTON POND 7 PH 3 | 162 | 02-0025 | BuiltDate | EDSD | EXTENDED DETENTION STRUCTURE_DRY |  | 4.35 | RT 244 & BRETON BEACH RD | NB SIDE & APPROX 1500' S |  |  | 49 | 7 | 78 | 16--D12 | 153000 | 908000 | 65150.99 | 432945.35 |  |  | 11 | 69 |  | 1 |  | 2006-06-21
38 | HELENS RETREAT | 379 | 03-0006 | BuiltDate | EDSD | EXTENDED DETENTION STRUCTURE_DRY |  | 4.7 | RT 5 & RT 238 | W OF RT 5 & N OF RT 238 |  |  | 18 | 7 | 57+58+115 | 08--D02 | 198500 | 871500 | 79019.5 | 421819.876 |  |  |  | 70 |  | 1 |  | 2006-11-30
39 | KINGSTON POND 6 PH 3 | 161 | 02-0025 | BuiltDate | EDSD | EXTENDED DETENTION STRUCTURE_DRY |  | 7.32 | RT 244 & BRETON BEACH RD | NB SIDE & APPROX 1500' S |  |  | 49 | 7 | 78 | 16--D12 | 153000 | 908000 | 65150.99 | 432945.35 |  |  | 11 | 70 |  | 1 |  | 2006-06-21
40 | LEXINGTON PARK CHRISTIAN SCHOOL | 195 | 03-0016 | BuiltDate | EDSD | EXTENDED DETENTION STRUCTURE_DRY |  | 14.83 | RT 5 & RT 249 | NB SIDE & APPROX 1900' W |  |  | 50 | 17 | 38 | 23--K01 | 149000 | 940000 | 63931.62 | 442699.22 |  |  |  | 78 |  | 1 |  | 2006-06-21
41 | HUNTING QUARTER SECT 2C | 149 | 98-0029 | BuiltDate | EDSD | EXTENDED DETENTION STRUCTURE_DRY |  | 36.78 | RT 5 & HUNTING QUARTER DR |  |  |  | 50 | 16 | 89 | 17--J13 | 150000 | 937300 | 64236.44 | 441876.23 |  |  | 11 | 81 |  | 1 |  | 2006-06-21
42 | HOLLYWOOD BUS PK | 143 | 01-0003 | BuiltDate | EDSD | EXTENDED DETENTION STRUCTURE_DRY |  | 10.5 | MERVELL DEAN RD |  | HOLLYWOOD |  | 27 | 19 | 1855 | 11--D11 | 181000 | 928500 | 73685.36 | 439193.93 |  |  | 14 | 85 |  | 1 |  | 2006-06-21
43 | COUNTY FIRST BANK | 75 | 98-0048 | BuiltDate | EDSD | EXTENDED DETENTION STRUCTURE_DRY |  | 0.75 | RT 235 & TOWN CREEK DR | 225' SW OF |  |  | 42 | 6 | 15 | 18--B04 | 168000 | 954000 | 69722.85 | 446966.49 | 2003-07-10 |  | 14 | 92 |  | 1 |  | 2006-06-21
44 | VESTRY OF KING & QUEEN PARISH | 341 | 01-0022 | None | EDSD+DP | EXTENDED DETENTION STRUCTURE_DRY+DRY POND | 2002-02-19 | 4.52 | ZACH FOWLER RD |  | CHAPTICO |  | 17 | 21 | 129 | 07--K04 | 193800 | 862000 | 77586.95 | 418924.26 |  |  | 16 | 69 |  | 1 |  | 2006-06-21
45 | SHANGRI-LA OFC COMPLEX | 285 | 98-0015 | None | EDSD+PD | EXTENDED DETENTION STRUCTURE_DRY+DRY POND | 2001-12-18 | 1.5 | 21610 S ESSEX DR |  | LEXINGTON PARK | 20653 | 43A |  | 121 | 18--H10 | 156000 | 955100 | 66065.2 | 447301.78 |  |  | 14 |  |  | 1 |  | 2006-06-21
46 | LLOYDS REST SUBDVN | 207 | 03-0008 | None | EDSW | EXTENDED DETENTION STRUCTURE_WET | 2004-08-06 | 85.82 |  |  | MECHANICSVILLE | 20659 | 8 | 8 | 88 | 03--G02 | 224000 | 860000 | 86791.86 | 418314.66 |  |  | 11 | 69 |  | 1 |  | 2006-06-21
47 | KINGSTON POND 3 PH 3 | 160 | 99-0024 | None | EDSW | EXTENDED DETENTION STRUCTURE_WET | 2001-11-16 | 8.44 | RT 244 & BRETON BEACH RD | NB SIDE & APPROX 1500' S |  |  | 49 | 7 | 78 | 16--D13 | 151000 | 910000 | 64541.38 | 433554.97 |  |  | 11 | 77 |  | 1 |  | 2006-06-21
48 | KINGSTON POND 2 PH 1 | 159 | 99-0024 | None | EDSW | EXTENDED DETENTION STRUCTURE_WET | 2001-11-16 | 6.2 | RT 244 & BRETON BEACH RD | NB SIDE & APPROX 1500' S |  |  | 49 | 7 | 78 | 16--D13 | 151000 | 910000 | 64541.38 | 433554.97 |  |  | 11 | 79 |  | 1 |  | 2006-06-21
49 | SOUTHWOODS PUD | 296 | 99-0007 | BuiltDate | EDSW | EXTENDED DETENTION STRUCTURE_WET |  | 53.4 |  |  |  |  | 52 | 2+3 | 7 | 19--D12 | 153700 | 967700 | 65364.13 | 451142.31 |  |  | 12 | 76 |  | 1 |  | 2006-06-21
50 | FIRST COLONY POND 2 | 98 | 99-0025 | BuiltDate | EDSW | EXTENDED DETENTION STRUCTURE_WET |  | 88.2 | FIRST COLONY BLVD & FDR BLVD |  |  |  | 34 | 22+23 | 444+455+456+P/O490+516 | 17--J04 | 169000 | 938000 | 70027.7 | 442089.61 |  |  | 14 | 87 |  | 1 |  | 2006-06-21
| FAIRFIELD INN | 95 | 02-0006 | BuiltDate | EDSW | EXTENDED DETENTION STRUCTURE_WET |  | 13 | RT 235 |  | LEXINGTON PARK | 20653 | 43 | 16 | 76+77 | 18--G08 | 160855 | 953826 | 67545.03 | 446913.46 |  |  | 14 | 91 |  | 1 |  | 2006-06-21
1 | HEARTS DESIRE DR BASIN 2 | 129 | 01-0010 | BuiltDate | IB | INFILTRATION BASIN |  | 0.33 | HEARTS DESIRE DR |  |  |  | 5 | 17 | 104 | 02--B11 | 232000 | 886500 | 89230.28 | 426392.02 |  |  | 11 | 62 |  | 1 |  | 2006-06-21
2 | HEARTS DESIRE DR BASIN 3 | 130 | 01-0010 | BuiltDate | IB | INFILTRATION BASIN |  | 1.08 | HEARTS DESIRE DR |  |  |  | 5 | 17 | 104 | 02--B11 | 232400 | 886800 | 89352.2 | 426483.46 |  |  | 11 | 65 |  | 1 |  | 2006-06-21
3 | HEARTS DESIRE DR BASIN 1 | 128 | 01-0010 | None | IB | INFILTRATION BASIN | 2005-02-07 | 0.75 | HEARTS DESIRE DR |  |  |  | 5 | 17 | 104 | 02--B11 | 231500 | 886400 | 89077.88 | 426361.54 | 2001-05-10 |  | 11 | 65 |  | 1 |  | 2006-06-21
4 | JOHAVAS WITNESS CONGR @ COMBS ESTS LOT 500-4 | 156 | 99-0048 | None | IB | INFILTRATION BASIN | 2003-03-24 | 1.28 |  |  |  |  | 50 | 16 | P/O 334 | 23--G01 | 148000 | 936000 | 63626.84 | 441479.99 |  |  | 16 | 72 |  | 1 |  | 2006-06-21
5 | LAVENDER ESTS POND 02 | 181 | 01-0001 | None | IB | INFILTRATION BASIN | 2002-01-18 | 3.82 |  | NR ALL FAITH EPISCOPAL CH | HUNTERSVILLE |  | 5 | 21 | 19 | 01--G12 | 230000 | 877000 | 88620.68 | 423496.34 |  |  | 11 | 40 | =X181 | 1 |  | 2006-06-21
6 | LAVENDER ESTS POND 01 | 180 | 01-0001 | None | IB | INFILTRATION BASIN | 2002-01-18 | 3.48 |  | NR ALL FAITH EPISCOPAL CH | HUNTERSVILLE |  | 5 | 21 | 19 | 01--G12 | 231000 | 877000 | 88925.48 | 423496.34 |  |  | 11 | 42 |  | 1 |  | 2006-06-21
7 | LAVENDER ESTS POND 04 | 183 | 01-0001 | None | IB | INFILTRATION BASIN | 2002-01-18 | 1.96 |  | NR ALL FAITH EPISCOPAL CH | HUNTERSVILLE |  | 5 | 21 | 19 | 01--G12 | 230000 | 876000 | 88620.68 | 423191.53 |  |  | 11 | 44 |  | 1 |  | 2006-06-21
8 | LAVENDER ESTS POND 10 | 189 | 01-0001 | None | IB | INFILTRATION BASIN | 2002-01-18 | 4.11 |  | NR ALL FAITH EPISCOPAL CH | HUNTERSVILLE |  | 5 | 21 | 19 | 01--G12 | 230000 | 877000 | 88620.68 | 423496.34 |  |  | 11 | 50 |  | 1 |  | 2006-06-21
9 | LAVENDER ESTS POND 07 | 186 | 01-0001 | None | IB | INFILTRATION BASIN | 2002-01-18 | 5.49 |  | NR ALL FAITH EPISCOPAL CH | HUNTERSVILLE |  | 5 | 21 | 19 | 01--G12 | 229000 | 876000 | 88315.88 | 423191.53 |  |  | 11 | 50 |  | 1 |  | 2006-06-21
10 | LAVENDER ESTS POND 03 | 182 | 01-0001 | None | IB | INFILTRATION BASIN | 2002-01-18 | 8.85 |  | NR ALL FAITH EPISCOPAL CH | HUNTERSVILLE |  | 5 | 21 | 19 | 01--G12 | 230000 | 877000 | 88620.68 | 423496.34 |  |  | 11 | 50 |  | 1 |  | 2006-06-21
11 | LAVENDER ESTS POND 06 | 185 | 01-0001 | None | IB | INFILTRATION BASIN | 2002-01-18 | 4.73 |  | NR ALL FAITH EPISCOPAL CH | HUNTERSVILLE |  | 5 | 21 | 19 | 01--G12 | 229000 | 874000 | 88315.88 | 422581.91 |  |  | 11 | 54 |  | 1 |  | 2006-06-21
12 | LAVENDER ESTS POND 05 | 184 | 01-0001 | None | IB | INFILTRATION BASIN | 2002-01-18 | 1.16 |  | NR ALL FAITH EPISCOPAL CH | HUNTERSVILLE |  | 5 | 21 | 19 | 01--G12 | 259000 | 877000 | 97459.84 | 423496.28 |  |  | 11 | 58 |  | 1 |  | 2006-06-21
13 | LAVENDER ESTS POND 09 | 188 | 01-0001 | None | IB | INFILTRATION BASIN | 2002-01-18 | 8.73 |  | NR ALL FAITH EPISCOPAL CH | HUNTERSVILLE |  | 5 | 21 | 19 | 01--G12 | 228000 | 876000 | 88011.09 | 423191.53 |  |  | 11 | 58 |  | 1 |  | 2006-06-21
14 | LAVENDER ESTS POND 08 | 187 | 01-0001 | None | IB | INFILTRATION BASIN | 2002-01-18 | 4.17 |  | NR ALL FAITH EPISCOPAL CH | HUNTERSVILLE |  | 5 | 21 | 19 | 01--G12 | 229000 | 876000 | 88315.88 | 423191.53 |  |  | 11 | 62 |  | 1 |  | 2006-06-21
| SUMMERWOOD SECT 2 SWM BASIN 3 | 328 | 91-0024 | None | IB | INFILTRATION BASIN | 1998-09-01 | 2.23 | FLAT IRON RD OFF STONEY RUN DR |  | GREAT MILLS |  |  |  |  | 24--C06 | 138574.87 | 944851.5 | 60754 | 444178 | 1993-02-23 |  | 11 | 79 |  | 1 |  | 2001-10-05
| LANDINGS OF BRETON BAY | 167 | 95-0004 | None | IB | INFILTRATION BASIN | 1998-01-01 | 1.4 | _ |  | _ |  |  |  |  | 15--F10 | 155998.47 | 893999.88 | 66065 | 428678 | 1994-12-23 |  | 0 | 0 |  | 0 | PC MTG 9/26/94; REVIEW OF 9 LOT SUBDIVISION; REC'D RECORD PL | 1996-06-24
| QUEEN ARBOR SUBDVN POND 3 | 263 | 92-0032 | None | IB | INFILTRATION BASIN | 1997-04-03 | 1.18 | _ |  | _ |  |  |  |  | 05--J11 | 206149.37 | 899511.46 | 81351 | 430358 |  |  | 11 | 65 |  | 1 | PC MTG 8/12/91; PC MTG 6/10/91; PC MTG 11/13/90; SENT COMMEN | 2001-10-05
| FIRST PRESBYTERIAN CH | 100 | 95-0010 | None | IB | INFILTRATION BASIN | 1996-04-25 | 3.39 | MD RT 4 |  | CALIFORNIA | 20619 |  |  |  | 18--A01 | 174499.67 | 941498.57 | 71704 | 443156 | 1995-05-12 |  | 16 | 65 |  | 1 | _ | 1996-04-25
| CHRISTMAS HILL MINOR SUBDVN | 66 | 94-0008 | DrainAcres | IB | INFILTRATION BASIN | 1996-01-01 |  | _ |  | _ |  |  |  |  | 24--G08 | 133666.85 | 953932.7 | 59258 | 446946 | 1994-12-12 |  | 0 | 0 |  | 0 | REVIEW OF 5 LOT SUBDIVISION+FARMSTEAD; ALSO SEE TEC 11/2 | 1996-06-24
| CHRISTMAS HILL MINOR SUBDVN | 67 | 94-0008 | DrainAcres | IB | INFILTRATION BASIN | 1996-01-01 |  | _ |  | _ |  |  |  |  | 24--G08 | 133666.85 | 953932.7 | 59258 | 446946 | 1994-12-12 |  | 0 | 0 |  | 0 | REVIEW OF 5 LOT SUBDIVISION+FARMSTEAD; ALSO SEE TEC 11/2 | 1996-06-24
| BOATEL CALIFORNIA | 25 | OPZ86-0053 | DrainAcres | IB | INFILTRATION BASIN | 1995-01-01 |  | _ |  | _ |  |  |  |  | 00--000 | 178341.49 | 941249.22 | 72875 | 443080 |  |  | 0 | 0 |  | 0 | SEE BOATEL CALIFORNIA | 1996-06-24
| SWING & SWAT SHRIVER PROPERTY | 332 | 93-0002 | None | IB | INFILTRATION BASIN | 1994-01-03 | 15.7 | _ |  | _ |  |  |  |  | 00--000 | 180349.22 | 929976.56 | 73487 | 439644 | 1993-02-24 |  | 0 | 0 |  | 0 | I&M 2/24/93; PC MTG 7/22/91 AKA COMMERCIAL / RECREATION CE | 1996-06-24
| DANIELS MINOR SUBDVN | 80 | 92-0024 | DrainAcres | IB | INFILTRATION BASIN | 1994-01-01 |  | _ |  | _ |  |  |  |  | 00--000 | 176182.61 | 931876.12 | 72217 | 440223 |  |  | 0 | 0 |  | 0 | _
| ST MARY'S IND PK SECT 2 LOT 7 | 318 | 92-0041 | None | IB | INFILTRATION BASIN | 1993-07-12 | 1.37 | _ |  | _ |  |  |  |  | 00--000 | 177337.4 | 927046.85 | 72569 | 438751 | 1992-07-17 |  | 0 | 0 |  | 0 | _ | 1996-06-24
| BOATEL CALIFORNIA | 24 | 90-0025 | DrainAcres | IB | INFILTRATION BASIN | 1992-04-23 |  | 35-02-04-03 |  | _ |  |  |  |  | 00--000 | 178341.49 | 941249.22 | 72875 | 443080 | 1990-04-05 |  | 0 | 0 |  | 0 | I&M 03/15/90; SOIL BORING INFO SUBMITTED; PC MTG 9/11/89 PC | 1996-06-24
| BAYBERRY SUBDVN | 21 | 88-0007 | DrainAcres | IB | INFILTRATION BASIN | 1991-01-01 |  | 43-13-455 |  | _ |  |  |  |  | 00--000 | 161999.87 | 947000.45 | 67894 | 444833 |  |  | 0 | 0 |  | 0 | _ | 1996-06-24
| RUNCO BLDG | 276 | OPZ88-1857 | BuiltDate+DrainAcres | IB | INFILTRATION BASIN |  |  | _ |  | _ |  |  |  |  | 00--000 | 167751.09 | 943726.21 | 69647 | 443835 |  |  | 0 | 0 |  | 0 | PC MTG 11/27/89 PC MTG 11/13/89 PC MTG 4/10/89 SEE THRE | 1996-06-24
| WILLOW OAK CTR & CORD CABINET SHOP | 372 | 04-0030 | BuiltDate | IB | INFILTRATION BASIN |  | 0.2 |  |  | CHARLOTTE HALL | 20622 | 4 | 4 | 18+19 |  | 238000 | 864000 | 91059.05 | 419533.88 |  |  | 14 | 76 |  | 1 |  | 2006-06-21
| WILLOW OAK CTR & CORD CABINET SHOP | 370 | 04-0030 | BuiltDate | IB | INFILTRATION BASIN |  | 0.65 |  |  | CHARLOTTE HALL | 20622 | 4 | 4 | 18+19 |  | 238000 | 864000 | 91059.05 | 419533.88 |  |  | 14 | 76 |  | 1 |  | 2006-06-21
| WILLOW OAK CTR & CORD CABINET SHOP | 371 | 04-0030 | BuiltDate | IB | INFILTRATION BASIN |  | 0.67 |  |  | CHARLOTTE HALL | 20622 | 4 | 4 | 18+19 |  | 238000 | 864000 | 91059.05 | 419533.88 |  |  | 14 | 76 |  | 1 |  | 2006-06-21
| PATUXENT PRESBYTERIAN | 240 | 04-0029 | BuiltDate | IB | INFILTRATION BASIN |  | 3 | 23421 KINGSTON CREEK RD |  | CALIFORNIA | 20619 | 34 | 12 | 24+527+633 | 18--A01 | 172000 | 942000 | 70942.09 | 443308.84 |  |  | 16 | 81 |  | 1 |  | 2006-06-21
| FIRST COLONY POND 1 | 97 | 99-0025 | BuiltDate | IB | INFILTRATION BASIN |  | 37.3 | RT 4 & FDR BLVD |  |  |  | 34 | 22+23 | 444+455+456+P/O490+516 | 17--H03 | 170000 | 932000 | 70332.52 | 440260.76 |  |  | 14 | 88 |  | 1 |  | 2006-06-21
| EXPLORATION IV+V+VI | 93 | 97-0018 | BuiltDate | IB | INFILTRATION BASIN |  | 12.8 | THREE NOTCH RD |  | LEXINGTON PARK | 20653 | 43 | 9 | 43 | 18--G07 | 162000 | 952000 | 67894.03 | 446356.88 |  |  | 14 |  |  | 1 |  | 2006-06-21
| RT 5 TO SARATOGA DR | 271 | 90-SF-0006 | BuiltDate | IB+DP | INFILTRATION BASIN+DETENTION POND |  | 3.65 | RT 246 |  | _ | 20000 |  |  |  | 00--000 | 152200.12 | 946898.76 | 64907 | 444802 | 1993-03-02 |  | 0 | 0 |  | 0 | FUNCTIONS AS BOTH DETENTION AN INFILTRATION BASIN DA#9 | 2099-12-31
1 | WAWA @ HILLS HALFWAY HOUSE | 354 | 01-0012 | None | IB+UGS | INFILTRATION BASIN+UNDERGROUND STORAGE | 2002-02-01 | 0.86 | RT 5 & RT 235 |  |  |  | 13 | 4 | 185 | 04--J06 | 216400 | 881200 | 84475.41 | 424776.52 |  |  | 14 | 93 |  | 1 |  | 2006-06-21
| 84 LUMBER CO | 3 | 90-0008 | BuiltDate+DrainAcres | IB+UGS | INFILTRATION BASIN+UNDERGROUND STORAGE |  |  |  |  | CHARLOTTE HALL |  |  |  |  | 00--000 | 232799.66 | 865001.06 | 89474 | 419839 | 1997-01-01
| 84 LUMBER CO | 4 | 90-0008 | BuiltDate+DrainAcres | IB+UGS | INFILTRATION BASIN+UNDERGROUND STORAGE |  |  |  |  | CHARLOTTE HALL |  |  |  |  | 00--000 | 232799.66 | 865001.06 | 89474 | 419839 | 1997-01-01
1 | CALLAWAY MARKET PLACE | 40 | 00-0023 | DrainAcres | SM | SHALLOW MARSH | 2001-10-17 |  | SR-5 & SR-249 | [7 empty] | 147826.66 | 937102.37 | 63574 | 441816
| AVENMAR WETLAND MITIGATION | 13 | 94-0002 | DrainAcres | SM | SHALLOW MARSH | 1997-01-01 |  | _ |  | _ |  |  |  |  | 00--000 | 164748.53 | 898786.48 | 68732 | 430137 |  |  | 0 | 0 |  | 0 | _
| ST WINIFRED'S ESTS | 325 | 95-0013 | BuiltDate+DrainAcres | SM | SHALLOW MARSH |  |  | _ |  | _ |  |  |  |  | 14--E05 | 170000.82 | 873498.44 | 70333 | 422429 |  |  | 0 | 0 |  | 0 | _
| CALLAWAY VILLAGE | 42 | 99-0050 | BuiltDate+DrainAcres | SM | SHALLOW MARSH |  |  | SR-5 & SR-249 |  | CALLAWAY |  |  |  |  | 00--000 | 147826.66 | 937102.37 | 63574 | 441816 | [6 empty] | OPEN
| CALLAWAY VILLAGE | 43 | 99-0050 | BuiltDate+DrainAcres | SM | SHALLOW MARSH | [9 empty] | 00--000 | 147826.66 | 937102.37 | 63574 | 441816 | [6 empty] | OPEN
1 | MEADOW LAKE | 221 | 96-1910 | None | WP | WET POND | 2005-08-01 | 28.12 | NORRIS RD |  |  |  | 42 | 12+18 | 28 | 18--B07 | 162500 | 944000 | 68046.45 | 443918.45 | 2005-08-01 |  |  | 81 |  | 1 |  | 2006-06-21
2 | WESTBURY | 360 | 89-0045 | None | WP | WET POND | 2003-05-07 | 37.63 | CALLAS CT+CARMEN WOODS DR+MARIA CT+RODINE CT |  |  |  | 51 | 2 | 590 | 18--D11 | 153800 | 948500 | 65394.65 | 445290.07 | 1989-04-13 |  | 12 | 90 |  | 1 |  | 2006-06-21
3 | MECHANICSVILLE ASSEMBLY OF GOD | 222 | 00-0029 | None | WP | WET POND | 2003-04-30 | 4.77 | 39501 THOMAS DR |  | MECHANICSVILLE | 20659 | 13 | 10 | 82 | 04--J08 | 215000 | 810000 | 84048.57 | 403074.56 |  |  | 14 | 86 |  | 1 |  | 2006-06-21
4 | BARNES ESTS | 14 | 96-0003 | None | WP | WET POND | 2002-07-22 | 3.1 | MCINTOSH RD & STEPHEN YOUNG CT |  |  |  | 32 | 5 | 396 | 10--C12 | 179000 | 907500 | 73075.83 | 432792.96 | 1995-09-29 |  | 12 | 75 |  |  |  | 2006-06-21
5 | SOUTHERN PINES DEVELOPMENT POND 2 | 293 | 95-0012 | None | WP | WET POND | 2001-08-21 | 3.35 | SOUTHERN PINES ST |  |  |  | 52 |  | 68 | 19--E11 | 154000 | 968700 | 65455.57 | 451447.12 | 1996-11-18 |  | 12 | 86 |  | 1 |  | 2006-06-21
| LUNDEBERG FIRE FIGHTING SCH | 210 | 99-0011 | None | WP | WET POND | 1999-05-14 | 4.4 | ANDOVER ESTATES RD | [6 empty] | 24--B12 | 194135.09 | 917798.39 | 77689 | 435932 | 1998-09-25 |  | 16 | 71 |  | 1 | _ | 2001-03-21
| LEXINGTON PK CORP CTR | 202 | 96-0014 | DrainAcres | WP | WET POND | 1999-01-01 |  | _ |  | _ |  |  |  |  | 18--G07 | 159998.63 | 954500.35 | 67284 | 447119 |  |  | 0 | 0 |  | 0 | _
| SUMMERWOOD SECT 2 SWM BASIN 2 | 327 | 91-0024 | None | WP | WET POND | 1998-09-01 | 5.2 | FLAT IRON RD OFF STONEY RUN DR |  | GREAT MILLS |  |  |  |  | 24--C06 | 138650.34 | 945399.39 | 60777 | 444345 | 1993-02-23 |  | 11 | 79 |  | 1 |  | 2001-10-05
| SUMMERWOOD SECT 2 SWM BASIN 1 | 326 | 91-0024 | None | WP | WET POND | 1998-09-01 | 5.66 | FLAT IRON RD OFF STONEY RUN DR |  | GREAT MILLS |  |  |  |  | 24--C06 | 138223.83 | 945051.63 | 60647 | 444239 | 1993-02-23 |  | 11 | 79 |  | 1 |  | 2001-10-05
| BRETON BAY LANDINGS FAC 1 | 31 | 95-0004 | None | WP | WET POND | 1998-01-01 | 1.4 | _ |  | _ |  |  |  |  | 15--F10 | 155998.47 | 893999.88 | 66065 | 428678 | 1994-12-23 |  | 0 | 0 |  | 0 | PC MTG 9/26/94; REVIEW OF 9 LOT SUBDIVISION; REC'D RECORD PL | 1996-06-24
| BRETON BAY LANDINGS FAC 2 | 32 | 95-0004 | None | WP | WET POND | 1998-01-01 | 1.4 | _ |  | _ |  |  |  |  | 15--F10 | 155998.47 | 893999.88 | 66065 | 428678 | 1994-12-23 |  | 0 | 0 |  | 0 | PC MTG 9/26/94; REVIEW OF 9 LOT SUBDIVISION; REC'D RECORD PL | 1996-06-24
| BRETON BAY LANDINGS FAC 3 | 33 | 95-0004 | None | WP | WET POND | 1998-01-01 | 1.4 | _ |  | _ |  |  |  |  | 15--F10 | 155998.47 | 893999.88 | 66065 | 428678 | 1994-12-23 |  | 0 | 0 |  | 0 | PC MTG 9/26/94; REVIEW OF 9 LOT SUBDIVISION; REC'D RECORD PL | 1996-06-24
| BRETON BAY LANDINGS FAC 4 | 34 | 95-0004 | None | WP | WET POND | 1998-01-01 | 1.4 | _ |  | _ |  |  |  |  | 15--F10 | 155998.47 | 893999.88 | 66065 | 428678 | 1994-12-23 |  | 0 | 0 |  | 0 | PC MTG 9/26/94; REVIEW OF 9 LOT SUBDIVISION; REC'D RECORD PL | 1996-06-24
| EXPLORATION | 92 | 96-0029 | DrainAcres | WP | WET POND | 1998-01-01 |  | _ |  | _ |  |  |  |  | 18--F07 | 163000.54 | 952000.38 | 68199 | 446357 |  |  | 0 | 0 |  | 0 | _
| GREENVIEW WEST | 119 | 96-0006 | DrainAcres | WP | WET POND | 1998-01-01 |  | 43-07-510 |  | _ |  |  |  |  | 18--B07 | 163049.71 | 944451.27 | 68214 | 444056 |  |  | 0 | 0 |  | 0 | _
| HAYDEN'S GREEN GREENVIEW WEST PUD | 126 | OPZ87-0277 | DrainAcres | WP | WET POND | 1998-01-01 |  | _ |  | _ |  |  |  |  | 18--B01 | 162600.27 | 948998.46 | 68077 | 445442 |  |  | 0 | 0 |  | 0 | PC MTG 1/22/90 CHANGED ENGINEER+REDESIGNED ACCESS UNACCE | 1996-06-24
| CEDAR GROVE FARM POND 2 | 45 | 92-0037 | None | WP | WET POND | 1997-12-30 | 50.4 | HIDDEN POND CT |  | _ |  |  |  |  | 04--G05 | 229200.52 | 870699.83 | 88377 | 421576 | 1997-01-27 |  | 12 | 60 |  | 1 |  | 2001-10-05
| CEDAR GROVE FARM POND 3 | 46 | 92-0037 | None | WP | WET POND | 1997-12-30 | 39.7 | HIDDEN POND CT |  | _ |  |  |  |  | 04--G05 | 229400.65 | 870749.04 | 88438 | 421591 | 1997-01-27 |  | 12 | 61 |  | 1 |  | 2001-10-05
| CEDAR GROVE FARM POND 1 | 44 | 92-0037 | None | WP | WET POND | 1997-12-30 | 73.3 | HIDDEN POND CT |  | _ |  |  |  |  | 04--G05 | 229000.39 | 870499.7 | 88316 | 421515 | 1997-01-27 |  | 12 | 63 |  | 1 |  | 2001-10-05
| DAVIS PROFESSIONAL OFC PK PH 1 | 81 | 97-0009 | None | WP | WET POND | 1997-05-28 | 7.17 | RT 245 |  | _ |  |  |  |  | 16--B01 | 175001.33 | 915498.61 | 71857 | 435231 | 1996-10-31 |  | 14 | 80 |  | 1 | _ | 1997-05-29
| GREAT MILLS CTR PH 2 | 109 | 87-0039 | DrainAcres | DP | WET POND | 1995-01-01 |  | _ |  | _ |  |  |  |  | 00--000 | 156324.13 | 954474.1 | 66164 | 447111 |  |  | 0 | 0 |  | 0 | _ | 1996-06-24
| GREAT MILLS CTR PH 2 | 110 | 87-0039 | DrainAcres | DP | WET POND | 1995-01-01 |  | _ |  | _ |  |  |  |  | 00--000 | 156324.13 | 954474.1 | 66164 | 447111 |  |  | 0 | 0 |  | 0 | _ | 1996-06-24
| GREAT MILLS CTR PH 2 | 111 | 87-0039 | DrainAcres | WP | WET POND | 1995-01-01 |  | _ |  | _ |  |  |  |  | 00--000 | 156324.13 | 954474.1 | 66164 | 447111 |  |  | 0 | 0 |  | 0 | _ | 1996-06-24
| GREAT MILLS CTR PH 2 | 112 | 87-0039 | DrainAcres | WP | WET POND | 1995-01-01 |  | _ |  | _ |  |  |  |  | 00--000 | 156324.13 | 954474.1 | 66164 | 447111 |  |  | 0 | 0 |  | 0 | _ | 1996-06-24
| BAY RIDGE ESTS | 17 | 90-0037 | DrainAcres | WP | WET POND | 1994-01-01 |  | UTILITY RD |  | _ |  |  |  |  | 00--000 | 147498.71 | 947000.45 | 63474 | 444833 | 1991-02-20 |  | 0 | 0 |  | 0 | _ | 1996-06-24
| BRETON BAY PUD 40-19-203 | 35 | 89-0006 | DrainAcres | WP | WET POND | 1994-01-01 |  | _ |  | _ |  |  |  |  | 15--D10 | 157425.61 | 892700.7 | 66500 | 428282 |  |  | 0 | 0 |  | 0 | TOWNHOUSES GP 89-06 SWM GP 89-05 | 1996-06-24
| CHANCELLOR'S RUN APT | 50 | 88-0044 | DrainAcres | WP | WET POND | 1994-01-01 |  | 45882 CHANCELLORS RUN CT |  | GREAT MILLS |  |  |  |  | 00--000 | 153000.63 | 947000.46 | 65151 | 444833 |  |  | 0 | 0 |  | 0 | SWM PROVIDED WITH CHANCELLORS VILLAGE PRIOR TO SITE PLAN AP | 1996-06-24
| LAUREL RIDGE SWM | 179 | 88-0023 | DrainAcres | WP | WET POND | 1994-01-01 |  | _ |  | _ |  |  |  |  | 00--000 | 235650.67 | 874774.53 | 90343 | 422818 |  |  | 0 | 0 |  | 0 | _ | 1996-06-24
| NORTH INDIAN CREEK ESTS-COUNTYLINE MINI STORAGE | 235 | OPZ89-1215 | DrainAcres | WP | WET POND | 1994-01-01 |  | _ |  | _ |  |  |  | 500-6H | 00--000 | 246690.79 | 867307.5 | 93708 | 420542 |  |  | 0 | 0 |  | 0 | PC 9/11/89 | 1996-06-24
| CHANCELLOR'S RUN ESTS | 51 | 86-0001 | DrainAcres | WP | WET POND | 1993-12-16 |  | _ |  | _ |  |  |  |  | 00--000 | 153000.63 | 947000.46 | 65151 | 444833 | 1985-11-26 |  | 0 | 0 |  | 0 | I&M 12/10/85 | 1996-06-24
| LANDINGS AT PINEY POINT SWM | 166 | 89-0021 | DrainAcres | WP | WET POND | 1993-12-15 |  | _ |  | _ |  |  |  |  | 00--000 | 118423.95 | 933650.8 | 54612 | 440764 | 1989-06-20 |  | 0 | 0 |  | 0 | I&M 4/27/89 | 1996-06-24
| WILDERNESS CLUSTER SUBDVN SECT 2 | 365 | 90-0003 | DrainAcres | WP | WET POND | 1993-11-16 |  | _ |  | _ |  |  |  |  | 00--000 | 169200.32 | 861198.63 | 70089 | 418680 | 1991-03-12 |  | 0 | 0 |  | 0 | I&M 5/13/91:ROBERT C COMBS; I&M 2/25/91 PC MTG 9/11/89 SW | 1996-06-24
| WHALER'S CREEK RUN SECT 1 | 363 | 90-0030 | DrainAcres | WP | WET POND | 1993-10-05 |  | 52-13-430 |  | _ |  |  |  |  | 00--000 | 148574.92 | 962000.22 | 63802 | 449405 | 1990-04-23 |  | 0 | 0 |  | 0 | PC MTG 7/8/91; PC MTG 6/25/90 PC MTG 5/22/89 PC MTG 2/27/ | 1996-06-24
| SPRING VALLEY CONDOS | 298 | 92-0010 | DrainAcres | WP | WET POND | 1993-02-03 |  | _ |  | _ |  |  |  |  | 00--000 | 160211.86 | 951009.58 | 67349 | 446055 | 1991-12-02 |  | 0 | 0 |  | 0 | I&M 10/17/91; PC MTG 2/27/89 PC MTG 11/27/89 AIZZARD STE | 1996-06-24
| BAY RIDGE ESTS SECT 1 | 20 | 90-0015 | DrainAcres | WP | WET POND | 1992-11-24 |  | _ |  | _ |  |  |  |  | 00--000 | 147498.71 | 947000.45 | 63474 | 444833 | 1989-12-21 |  | 0 | 0 |  | 0 | I&M 12/06/89; SWM COMMENTS 10/03/89 PC 5/28/91; PC MTG 10/2 | 1996-06-24
| LAUREL GLEN SHOPPING CTR | 174 | 89-0064 | DrainAcres | WP | WET POND | 1992-06-01 |  | _ |  | _ |  |  |  |  | 18--A04 | 168600.79 | 941698.7 | 69906 | 443217 | 1989-10-11 |  | 0 | 0 |  | 0 | I&M 8/31/89 ALSO SEE ALLSTON 89-0676; BROWN 89-0677 PC MTG | 1996-06-24
| FLOWERS OF THE FOREST | 101 | 87-0001 | DrainAcres | WP | WET POND | 1992-02-27 |  | _ |  | _ |  |  |  |  | 24--J01 | 149729.73 | 956557.4 | 64154 | 447746 | 1991-06-06 |  | 0 | 0 |  | 0 | REC'D SCS PLANS 12/5/89 | 1996-06-24
| WOODLAKE II CONDOS PH 1 & 2 | 377 | 91-0020 | DrainAcres | WP | WET POND | 1992-01-31 |  | _ |  | _ |  |  |  |  | 00--000 | 173174.14 | 934474.48 | 71300 | 441015 | 1991-02-11 |  | 0 | 0 |  | 0 | SEE 2/20/91 SITE PLAN REVIEW FOR 156 CONDOS | 1996-06-24
| CHANCELLORS VILLAGE | 53 | 89-0046 | DrainAcres | WP | WET POND | 1991-11-25 |  | _ |  | _ |  |  |  |  | 18--C11 | 153118.73 | 945202.59 | 65187 | 444285 | 1989-06-05 |  | 0 | 0 |  | 0 | I&M 4/25/89 PWA 4/24/89 FOR $373500 ALSO SEE PWA ON FOXC | 1996-06-24
| SPRING VALLEY APT | 297 | 91-0028 | DrainAcres | WP | WET POND | 1991-10-08 |  | _ |  | _ |  |  |  |  | 00--000 | 160211.86 | 951009.58 | 67349 | 446055 |  |  | 0 | 0 |  | 0 | SEE GP 92-10 ALSO | 1996-06-24
| COLUMBIA COMMONS 1 43-21-519 | 68 | 89-0039 | DrainAcres | WP | WET POND | 1991-06-28 |  | _ |  | _ |  |  |  |  | 00--000 | 156301.15 | 951698.55 | 66157 | 446265 | 1989-07-05 |  | 0 | 0 |  | 0 | _ | 1996-06-24
| BRETON BAY GOLF & COUNTRY CLUB | 30 | 90-0014 | DrainAcres | WP | WET POND | 1991-05-24 |  | _ |  | _ |  |  |  |  | 15--F09 | 159180.87 | 893248.59 | 67035 | 428449 | 1989-11-28 |  | 0 | 0 |  | 0 | PC 5/13/91 PC MTG 8/28/89 PC MTG 11/13/89 GP RQMT SENT 11 | 1996-06-24
| ABELL'S RUN | 8 | 90-0023 | DrainAcres | WP | WET POND | 1991-03-12 |  | _ |  | _ |  |  |  |  | 10--J11 | 180500.03 | 919701.25 | 73533 | 436512 | 1990-04-02 |  | 0 | 0 |  | 0 | I&M 4/02/90; I&M 3/02/93; COMMENTS 5/2/89; SWM COMMENTS 10/0 | 1996-06-24
| GREENVIEW BUS PK | 118 | 87-0042 | DrainAcres | WP | WET POND | 1991-01-21 |  | CHANCELLORS RUN RD |  | _ |  |  |  |  | 00--000 | 161825.97 | 945061.5 | 67841 | 444242 |  |  | 0 | 0 |  | 0 | FOR SWM SEE GP# 87-41 | 1996-06-24
| WILDEWOOD MALL SWM | 366 | 89-0020 | DrainAcres | WP | WET POND | 1991-01-21 |  | _ |  | _ |  |  |  |  | 17--F02 | 173000.24 | 932699.59 | 71247 | 440474 | 1989-02-10 |  | 0 | 0 |  | 0 | I&M 2/10/89 | 1996-06-24
| LAUREL RIDGE SECT 3 | 175 | OPZ85-0694 | DrainAcres | WP | WET POND | 1989-01-01 |  | 05-08-271 |  | _ |  |  |  |  | 01--F10 | 235650.67 | 874774.53 | 90343 | 422818 |  |  | 0 | 0 |  | 0 | PC MTG 11/27/89 TEC MTG 3/15/89 | 1996-06-24
| LAUREL RIDGE SECT 3A | 176 | 85-0694 | DrainAcres | WP | WET POND | 1989-01-01 |  | _ |  | _ |  |  |  |  | 00--000 | 235650.67 | 874774.53 | 90343 | 422818 |  |  | 0 | 0 |  | 0 | PC MTG 10/22/90 RD PLANS APPROVED 5/2/89; PWA SENT 5/4/89 | 1996-06-24
| ABELL'S FRIENDSHIP | 7 | 84-0031 | DrainAcres | WP | WET POND | 1987-01-01 |  | RT 235 |  | _ |  |  |  |  | 00--000 | 180316.31 | 920167.11 | 73477 | 436654 | 1984-07-05 |  | 0 | 0 |  | 0 | _ | 1996-06-24
| LEONARDTOWN CTR | 192 | SNO-3215 | BuiltDate+DrainAcres | WP | WET POND |  |  | 32-15-379 |  | LEONARDTOWN |  |  |  |  | 15--G03 | 172235.37 | 897188.74 | 71014 | 429650 |  |  | 0 | 0 |  | 0 | I&M 8/29/88; PC APPROVAL FOR PHASE 1 CONTINGENT ON APP FROM | 1996-06-24
| SANNERS LAKE POND | 282 | NA | BuiltDate+DrainAcres | WP | WET POND |  |  | _ |  | _ |  |  |  |  | 00--000 | 153000.66 | 950999.75 | 65151 | 446052 |  |  | 0 | 0 |  | 0 | _
| SHANNON RUN | 286 | 96-0013 | BuiltDate+DrainAcres | WP | WET POND |  |  | _ |  | _ |  |  |  |  | 04--D08 | 211999 | 870998.42 | 83134 | 421667 |  |  | 0 | 0 |  | 0 | _
| ST GEORGE'S HUNDRED | 306 | 90-0002 | BuiltDate+DrainAcres | WP | WET POND |  |  | _ |  | _ |  |  |  |  | 18--D08 | 160500.54 | 947200.58 | 67437 | 444894 | 1990-05-21 |  | 0 | 0 |  | 0 | PC MTG 3/27/89 GP REQUIREMENTS SENT 9/8/89 SWM CONVERTED T | 1996-06-24
| TOSCA SWM BASIN 1 | 338 | 89-0028 | BuiltDate+DrainAcres | WP | WET POND |  |  | _ |  | _ |  |  |  |  | 00--000 | 154299.84 | 948201.23 | 65547 | 445199 |  |  | 0 | 0 |  | 0 | I&M 11/23/88 | 1996-06-24
| FOWLER IND PK | 105 | 00-0009 | BuiltDate | WP | WET POND |  | 7.3 |  |  | OAKVILLE |  | 19 | 5 | 203 | 06--A13 | 203400 | 903425 | 80512.98 | 431550.88 |  |  | 15 | 72 |  | 1 |  | 2006-06-21
| SOUTHERN PINES DEVELOPMENT POND 1 | 292 | 95-0012 | BuiltDate | WP | WET POND |  | 1.35 | SOUTHERN PINES ST | [6 empty] | 19--D11 | 154600 | 967000 | 65638.45 | 450928.95 | 1996-11-18 |  | 12 | 86 |  | 1 |  | 2006-06-21
| CHARLOTTE HALL SQUARE | 58 | 00-0011 | BuiltDate | WP | WET POND |  | 41 | MOUNT WOLFE RD & RT 5 | SE QUAD |  |  | 1 | 22 | 42 | 01--A06 | 242500 | 865000 | 92430.65 | 419838.68 |  |  | 1542 | 94 |  |  |  | 2006-06-21
1 | MAPLE PK PH 1 & 2 | 214 | 91-0038 | None | WP+DP | WET POND+DRY POND | 2001-05-31 | 6.35 | OPP HICKORY HILL |  | _ |  |  |  |  | 18--C05 | 167360.68 | 945251.78 | 69528 | 444300 | 1992-03-20 |  | 0 | 0 |  | 0 | I&M 2/5/92; PC MTG 6/10/91; PC MTG 5/13/91 OFFICE BLDG AND | 1996-06-24
2 | MAPLE PK PH 1 & 2 | 215 | 91-0038 | None | WP+DP | WET POND+DRY POND | 2001-05-31 | 6.35 | OPP HICKORY HILL |  | _ |  |  |  |  | 18--C05 | 167360.68 | 945251.78 | 69528 | 444300 | 1992-03-20 |  | 0 | 0 |  | 0 | I&M 2/5/92; PC MTG 6/10/91; PC MTG 5/13/91 OFFICE BLDG AND | 1996-06-24
[7 empty] | Average | 15.1551
[7 empty] | Median | 5.37

## Survey List
EVALUATE? | STRU_NAME | SEQ | SWM_ID | MISSING | STRU_TYPE | STRU_TYPE_EXPLANATION | BUILT_DATE | DRAIN_AC | ADDRESS1 | ADDR_EXTN | CITY | ZIP | TAX_MAP | GRID | PARCEL | ADC_MAP | N27_FT | E27_FT | N83_MT | E83_MT | APPR_DATE | INSP_DATE | LU | RCN | Post RCN | OFF_ON | COMMENTS | LAST_CHNGD
| ALTERNATIVES FOR YOUTH | 10 | 02-0011 | None | BR | BIORETENTION | 2002-10-15 | 0.45 | 30049 BUSINESS CENTER DR |  | CHARLOTTE HALL | 20622 | 1 | 22 | 124 | 01--A07 | 240000 | 869640 | 91668.66 | 421252.97 |  |  | 801 | 59 |  | 1 |  | 2006-06-21
| ST MARYS HOSPITAL MED OFC BLDG FAC 2 | 310 | 02-0010 | BuiltDate | BR | BIORETENTION |  | 3.6 |  |  |  |  | 1 | 22 | 124 | 01--A07 | 240600 | 865000 | 91851.53 | 419838.68 |  |  | 801 | 71 |  | 1 |  | 2006-06-21
| COUNTY FIRST BANK | 74 | 04-0077 | BuiltDate | BR | BIORETENTION |  | 0.7 | 37605 NEW MARKET RD |  | CHARLOTTE HALL | 20622 | 4 | 16 | 101 | 12--K08 | 245000 | 864000 | 93192.64 | 419533.87 |  |  | 14 | 72 |  | 1 |  | 2006-06-21
| ST MARYS IND/BUS CTR LOTS 13+14+17 | 319 | 04-0026 | BuiltDate | BR | BIORETENTION |  | 0.53 |  | ST MARYS IND PARK | HOLLYWOOD |  | 34 | 1 | 548 | 11--C13 | 177500 | 926500 | 72618.56 | 438584.31 |  |  | 14 | 85 |  | 1 |  | 2006-06-21
| GOOD SAMARITAN LUTHERAN CH | 107 | 05-0005 | BuiltDate | BR | BIORETENTION |  | 2.46 | 20850 LANGLEY RD |  | LEXINGTON PARK | 20653 |  |  |  | 24--C03 | 148680 | 945640 | 63834.06 | 444418.33 |  |  | 16 | 89 |  | 1 |  | 2006-06-21
| CHESAPEAKE EMBROIDERY | 59 | 02-0037 | None | BR | BIORETENTION | 2003-03-24 | 0.6 | 22571 THREE NOTCH RD |  | LEXINGTON PARK | 20653 | 43 | 2 | 204 | 18--E06 | 165500 | 950000 | 68960.85 | 445747.28 |  |  | 14 | 90 |  | 1 |  | 2006-06-21
| GREAT MILLS STORE | 115 | 01-0017 | None | BR | BIORETENTION | 2002-01-18 | 1.32 | RT 5 & RT 246 | N QUAD |  |  | 51 | 13 | 1228 | 24--B02 | 147500 | 944000 | 63474.4 | 443918.45 |  |  | 14 | 91 |  | 1 |  | 2006-06-21
| CEDAR POINT FEDERAL CREDIT UNION LOT 2 | 47 | 04-0034 | BuiltDate | BR | BIORETENTION |  | 0.7 |  |  |  |  | 4 |  | 33 | 00--C05 | 167000 | 945000 | 69418.06 | 444223.26 |  |  | 13 | 93 |  | 1 |  | 2006-06-21
| ST MARYS HOSPITAL MED OFC BLDG FAC 1 | 309 | 02-0010 | BuiltDate | BR | BIORETENTION |  | 0.73 |  |  |  |  | 1 | 22 | 124 | 01--A07 | 240800 | 865200 | 91912.49 | 419899.64 |  |  | 801 | 94 |  | 1 |  | 2006-06-21
| WALDORF SIERRA INC LOTS 5+6 FAC 1 | 342 | 02-0014 | BuiltDate | BR | BIORETENTION |  | 1.15 | 30007 BUSINESS CENTER DR |  | CHARLOTTE HALL | 20622 | 1 | 22 | P/O 124 | 01--B07 | 240000 | 867300 | 91668.66 | 420539.73 |  |  | 8052 | 94 |  | 1 |  | 2006-06-21
| WALDORF SIERRA INC LOTS 5+6 FAC 3 | 344 | 02-0014 | BuiltDate | BR | BIORETENTION |  | 0.27 | 30007 BUSINESS CENTER DR |  | CHARLOTTE HALL | 20622 | 1 | 22 | P/O 124 | 01--B07 | 240000 | 867300 | 91668.66 | 420539.73 |  |  | 8052 | 98 |  | 1 |  | 2006-06-21
| WALDORF SIERRA INC LOTS 5+6 FAC 4 | 345 | 02-0014 | BuiltDate | BR | BIORETENTION |  | 0.27 | 30007 BUSINESS CENTER DR |  | CHARLOTTE HALL | 20622 | 1 | 22 | P/O 124 | 01--B07 | 240000 | 867300 | 91668.66 | 420539.73 |  |  | 8052 | 98 |  | 1 |  | 2006-06-21
| WALDORF SIERRA INC LOTS 5+6 FAC 2 | 343 | 02-0014 | BuiltDate | BR | BIORETENTION |  | 0.3 | 30007 BUSINESS CENTER DR |  | CHARLOTTE HALL | 20622 | 1 | 22 | P/O 124 | 01--B07 | 240000 | 867300 | 91668.66 | 420539.73 |  |  | 8052 | 98 |  | 1 |  | 2006-06-21
| MOUNT ZION UNITED METHODIST CH | 228 | 03--02 | BuiltDate | BR+EDSD | BIO-RETENTION |  | 6.3 | RT 235 | 300' W OF HORSE LANDING RD |  |  | 14 | 07 | 90+91 | 00--E09 | 211526.9525 | 891511.3319 | 82990.1 | 427917.5 |  |  | 11 | 80 |  | 1 |  | 2006-09-06
| COUNTY LAKES SUBDVN | 76 | 00-0016 | None | CD | CHECK DAM | 2001-12-04 | 7.13 | 37284-37300 TANYARD DR |  |  |  | 12 |  | 79 | 03--D09 | 212872 | 860280 | 83400.07 | 418400.01 | 2000-05-03 |  | 11 | 40 |  | 1 |  | 2006-06-21
| HIDDEN ACRES 2-2 | 140 | 99-0004 | None | CD | CHECK DAM | 2003-02-24 | 1.64 | BAPTIST CHURCH RD |  |  |  | 52 | 14 | 41 | 04--FG10 | 208164 | 876093 | 81965.09 | 423219.86 |  |  |  | 79 |  | 1 |  | 2006-06-21
| HIDDEN ACRES 1-1 | 137 | 99-0004 | None | CD | CHECK DAM | 2003-02-24 | 2.11 | BAPTIST CHURCH RD |  |  |  | 52 | 14 | 41 | 04--FG10 | 208164 | 876093 | 81965.09 | 423219.86 |  |  |  | 79 |  | 1 |  | 2006-06-21
| HIDDEN ACRES 1-2 | 138 | 99-0004 | None | CD | CHECK DAM | 2003-02-24 | 2.75 | BAPTIST CHURCH RD |  |  |  | 52 | 14 | 41 | 04--FG10 | 208164 | 876093 | 81965.09 | 423219.86 |  |  |  | 79 |  | 1 |  | 2006-06-21
| HIDDEN ACRES 2-1 | 139 | 99-0004 | None | CD | CHECK DAM | 2003-02-24 | 7.27 | BAPTIST CHURCH RD |  |  |  | 52 | 14 | 41 | 04--FG10 | 208164 | 876093 | 81965.09 | 423219.86 |  |  |  | 79 |  | 1 |  | 2006-06-21
| CH OF JESUS CHRIST OF THE LATTER DAY SAINTS | 48 | 92-0033 | None | DP | DRY POND | 1994-04-13 | 0.99 | _ |  | _ |  |  |  |  | 00--000 | 160500.57 | 951498.42 | 67437 | 446204 | 1992-06-01 |  | 0 | 0 |  | 0 | I&M 06/01/92; SITE PLAN REVIEW FOR SUNDAY SCHOOL ADDN; DISTU | 1996-06-24
| BROOKS CLUSTER APT 26-21-388 | 37 | 89-0062 | DrainAcres | DP | DRY POND | 1990-01-01 |  | _ |  | _ |  |  |  |  | 10--G11 | 181651.56 | 916098.98 | 73884 | 435414 |  |  | 0 | 0 |  | 0 | I&M 6/29/89PLANS SUBMITTED 4/25/89; COMMENTS SENT 5/5/89; A | 1996-06-24
| HOLLYWOOD USPS | 146 | 89-0056 | DrainAcres | DP | DRY POND | 1990-01-01 |  | BEGIN HERE AT 2:15PM 301-475-7108 |  | _ |  |  |  |  | 00--000 | 184673.29 | 925993.72 | 74805 | 438430 |  |  | 0 | 0 |  | 0 | I&M 5/3/89; GP ISSUED 5/2/89 PC MTG 4/10/89 | 1996-06-24
| HOWLIN IND PK | 147 | 88-0045 | DrainAcres | DP | DRY POND | 1991-01-01 |  | _ |  | _ |  |  |  |  | 00--000 | 177599.9 | 929700.98 | 72649 | 439560 | 1989-02-14 |  | 0 | 0 |  | 0 | _ | 1996-06-24
| LEONARDTOWN CTR | 191 | 89-0008 | DrainAcres | DP | DRY POND | 1991-01-01 |  | 32-15-379 |  | _ |  |  |  |  | 15--G03 | 172235.37 | 897188.74 | 71014 | 429650 |  |  | 0 | 0 |  | 0 | I&M 8/29/88; PC APPROVAL FOR PHASE 1 CONTINGENT ON APP FROM | 1996-06-24
| ST MARY'S IND PK SECT 1 LOT 4 | 313 | 89-0002 | DrainAcres | DP | DRY POND | 1991-01-21 |  | _ |  | _ |  |  |  |  | 00--000 | 177337.4 | 927046.85 | 72569 | 438751 |  |  | 0 | 0 |  | 0 | _ | 1996-06-24
| PEACH TREE WAY SUBDVN | 241 | 89-0023 | DrainAcres | DP | DRY POND | 1991-04-25 |  | 52-21-422 |  | _ |  |  |  |  | 00--000 | 145500.86 | 969201.54 | 62865 | 451600 | 1989-01-06 |  | 0 | 0 |  | 0 | I&M 11/13/88 | 1996-06-24
| QUEENTREE LANDING | 265 | 90-0038 | DrainAcres | DP | DRY POND | 1991-05-08 |  | _ |  | _ |  |  |  |  | 06--C07 | 214239.92 | 906811.11 | 83817 | 432583 | 1990-07-03 |  | 0 | 0 |  | 0 | I&M 10/26/87 | 1996-06-24
| MCDONALDS AT LEXINGTON PK | 217 | 90-0013 | DrainAcres | DP | DRY POND | 1991-05-28 |  | _ |  | _ |  |  |  |  | 00--000 | 127748.47 | 975881.14 | 57454 | 453636 | 1989-12-21 |  | 0 | 0 |  | 0 | _ | 1996-06-24
| HUNTER'S RIDGE SUBDVN | 148 | 90-0033 | DrainAcres | DP | DRY POND | 1991-09-05 |  | _ |  | _ |  |  |  |  | 01--E13 | 230447.24 | 871168.99 | 88757 | 421719 | 1990-06-12 |  | 0 | 0 |  | 0 | I&M 5/21/90; PC MTG 9/24/90 PC MTG 2/26/90 SEE LIVINGSTO | 1996-06-24
| LINDSAY ESTS | 205 | 91-0027 | DrainAcres | DP | DRY POND | 1991-09-25 |  | _ |  | _ |  |  |  |  | 00--000 | 161251.83 | 945376.46 | 67666 | 444338 |  |  | 0 | 0 |  | 0 | ALSO SEE 91-44 | 1996-06-24
| AUTOPLEX SERVICE PK | 12 | 89-0016 | DrainAcres | DP | DRY POND | 1992-01-01 |  | RT 235 |  | CALIFORNIA |  |  |  |  | 00--000 | 166901.37 | 945950.59 | 69388 | 444513 |  |  | 0 | 0 |  | 0 | I&M 9/23/88 | 1996-06-24
| BOB'S IMPORT AUTO PARTS | 26 | 89-0035 | DrainAcres | DP | DRY POND | 1992-01-01 |  | _ |  | _ |  |  |  |  | 00--000 | 152698.8 | 947699.27 | 65059 | 445046 |  |  | 0 | 0 |  | 0 | I&M 1/5/89 | 1996-06-24
| GOSPEL TABERNACLE-PRAYER | 108 | 88-0026 | DrainAcres | DP | DRY POND | 1992-01-01 |  | 23-18-113-01 |  | _ |  |  |  |  | 00--000 | 183750.88 | 874476.08 | 74524 | 422727 |  |  | 0 | 0 |  | 0 | I&M 12/8/87 | 1996-06-24
| LEXINGTON PK BURCHMART | 201 | 89-0052 | DrainAcres | DP | DRY POND | 1992-01-01 |  | 43-16-154 |  | _ |  |  |  |  | 00--000 | 160576.05 | 954198.52 | 67460 | 447027 |  |  | 0 | 0 |  | 0 | I&M 6/16/89; PWA FOR VALLEY DR SENT 3/29/89 FOR $20000 | 1996-06-24
| LOWE'S AT LEXINGTON PK | 209 | 89-0044 | DrainAcres | DP | DRY POND | 1992-01-01 |  | _ |  | _ |  |  |  |  | 00--000 | 168298.98 | 943998.52 | 69814 | 443918 |  |  | 0 | 0 |  | 0 | I&M 3/9/89 | 1996-06-24
| ST MARY'S COUNTY REGIONAL PK | 308 | 90-0042 | DrainAcres | DP | DRY POND | 1992-05-15 |  | _ |  | _ |  |  |  |  | 18--B09 | 158499.24 | 944300.36 | 66827 | 444010 | 1990-08-15 |  | 0 | 0 |  | 0 | I&M 7/30/90; PC MTG 3/27/89 PC MTG 3/12/90 | 1996-06-24
| GREENS AT HILTON RUN THE | 117 | 88-0013 | DrainAcres | DP | DRY POND | 1992-06-03 |  | 46860 HILTON DR |  | _ |  |  |  |  | 00--000 | 149998.75 | 955999.66 | 64236 | 447576 | 1990-09-11 |  | 0 | 0 |  | 0 | I&M 9/11/87; SEE 9/25/89 TEC+PC; TEC 1/17/90 ALSO SEE CP 0 | 1996-06-24
| MCKAY'S PLZ AT GREAT MILLS | 219 | 92-0006 | DrainAcres | DP | DRY POND | 1992-09-24 |  | _ |  | _ |  |  |  |  | 00--000 | 152751.3 | 948276.69 | 65075 | 445222 | 1991-09-13 |  | 0 | 0 |  | 0 | PC 11/26/90 ALSO SEE TEC 5/16/90 | 1996-06-24
| PYLES ACRES | 255 | 90-0028 | DrainAcres | DP | DRY POND | 1992-10-26 |  | 19-04-402 |  | _ |  |  |  |  | 00--000 | 203400.04 | 901476.63 | 80513 | 430957 | 1990-07-29 |  | 0 | 0 |  | 0 | NOTE: FOR LISTING OF SEVERAL ACTIVE PROJECTS SEE PYLES EST | 1996-06-24
| LINDSAY ESTS | 204 | 89-0034 | DrainAcres | DP | DRY POND | 1993-01-12 |  | _ |  | _ |  |  |  |  | 00--000 | 161251.83 | 945376.46 | 67666 | 444338 |  |  | 0 | 0 |  | 0 | PC MTG 3/27/89 TEC - 3/26/85 LINDSAY ESTATES CLUSTER 85- | 1996-06-24
| WAREHOUSE OFC | 348 | 90-0007 | DrainAcres | DP | DRY POND | 1993-01-22 |  | _ |  | _ |  |  |  |  | 00--000 | 155369.46 | 961140.67 | 65873 | 449143 | 1991-08-27 |  | 0 | 0 |  | 0 | I&M 6/06/91; SUBMITTED 06/06/89 PC MTG 10/23/89 | 1996-06-24
| NORRIS ACRES | 231 | 91-0017 | DrainAcres | DP | DRY POND | 1993-06-02 |  | _ |  | _ |  |  |  |  | 05--K12 | 205637.57 | 901502.87 | 81195 | 430965 | 1991-11-06 |  | 0 | 0 |  | 0 | I&M 10/24/91; PC MTG 1/22/90 | 1996-06-24
| PATUXENT PK WEST SECT 2 PARCEL E | 239 | 91-0026 | DrainAcres | DP | DRY POND | 1993-06-28 |  | 43-22-533 |  | _ |  |  |  |  | 18--H10 | 157498.66 | 954500.35 | 66522 | 447119 | 1991-06-25 |  | 0 | 0 |  | 0 | I&M 5/11/87; PC MTG 6/26/89; PC MTG 7/24/89; PC MTG 5/22/89; | 1996-06-24
| EAGLES SYSTEMS OFC SITE | 85 | 92-0022 | None | DP | DRY POND | 1993-07-06 | 3.34 | _ |  | _ |  |  |  |  | 00--000 | 165300.37 | 949300.29 | 68900 | 445534 | 1992-01-22 |  | 0 | 0 |  | 0 | I&M 1/16/92; TOTAL AREA 353 ACRES | 1996-06-24
| HENRY CHIROPRACTIC-ST MARY'S BACK REHAB CTR | 131 | 92-0009 | DrainAcres | DP | DRY POND | 1993-07-20 |  | _ |  | _ |  |  |  |  | 18--C05 | 167698.6 | 944598.9 | 69631 | 444101 | 1991-12-12 |  | 0 | 0 |  | 0 | I&M 11/5/91; PC 6/24/91 | 1996-06-24
| SUMMIT HILL SECT 2 | 329 | 91-0037 | DrainAcres | DP | DRY POND | 1993-10-05 |  | _ |  | _ |  |  |  |  | 00--000 | 242999.75 | 881001.39 | 92583 | 424716 | 1991-09-17 |  | 0 | 0 |  | 0 | I&M 9/10/91; PC MTG 6/24/91 | 1996-06-24
| GREEN HOLLY ES | 116 | 92-0004 | DrainAcres | DP | DRY POND | 1993-12-13 |  | _ |  | _ |  |  |  |  | 18--D05 | 167199.94 | 948001.09 | 69479 | 445138 | 1991-08-30 |  | 0 | 0 |  | 0 | PC 4/22/91 | 1996-06-24
| HOLLYWOOD PLZ | 145 | 88-0033 | DrainAcres | DP | DRY POND | 1993-12-13 |  | 3 NOTCH RD (11-B08) |  | _ |  |  |  |  | 00--000 | 184857 | 924642.05 | 74861 | 438018 | 1988-12-14 |  | 0 | 0 |  | 0 | I&M 11/9/88 | 1996-06-24
| WOODWARD MACHINE CORP | 378 | 87-0036 | DrainAcres | DP | DRY POND | 1994-06-28 |  | _ |  | _ |  |  |  |  | 00--000 | 177252.11 | 927676.76 | 72543 | 438943 | 1988-09-13 |  | 0 | 0 |  | 0 | 1988-07-14 | 1996-06-24
| COUNTRY LAKES SECT 5 | 72 | 90-0011 | DrainAcres | DP | DRY POND | 1995-01-01 |  | 1979-12-15 |  | _ |  |  |  |  | 03--J10 | 210001.04 | 860001.11 | 82525 | 418315 |  |  | 0 | 0 |  | 0 | I&M 10/ /89 ALSO INFILTRATION CHECK DAMS PC MTG 2/27/89 | 1996-06-24
| FOREST HALL APT | 102 | 92-0013 | DrainAcres | DP | DRY POND | 1995-01-01 |  | _ |  | _ |  |  |  |  | 00--000 | 153000.7 | 957200.44 | 65151 | 447942 |  |  | 0 | 0 |  | 0 | PC MTG 06/24/91; REVIEW OF SITE PLAN FOR 120 GARDEN APTS | 1996-06-24
| HUNTING QUARTERS PH 1 SECT 2 FAC 1 | 150 | 93-0012 | DrainAcres | DP | DRY POND | 1995-01-01 |  | _ |  | _ |  |  |  |  | 19--J13 | 150198.69 | 937299.23 | 64297 | 441876 |  |  | 0 | 0 |  | 0 | _
| HUNTING QUARTERS PH 1 SECT 2 FAC 2 | 151 | 93-0012 | DrainAcres | DP | DRY POND | 1995-01-01 |  | _ |  | _ |  |  |  |  | 19--J13 | 150198.69 | 937299.23 | 64297 | 441876 |  |  | 0 | 0 |  | 0 | _
| GREAT MILLS CTR PH 2 | 109 | 87-0039 | DrainAcres | DP | WET POND | 1995-01-01 |  | _ |  | _ |  |  |  |  | 00--000 | 156324.13 | 954474.1 | 66164 | 447111 |  |  | 0 | 0 |  | 0 | _ | 1996-06-24
| GREAT MILLS CTR PH 2 | 110 | 87-0039 | DrainAcres | DP | WET POND | 1995-01-01 |  | _ |  | _ |  |  |  |  | 00--000 | 156324.13 | 954474.1 | 66164 | 447111 |  |  | 0 | 0 |  | 0 | _ | 1996-06-24
| COLUMBIA COMMONS 2 | 69 | 90-0012 | DrainAcres | DP | DRY POND | 1995-01-05 |  | _ |  | _ |  |  |  |  | 00--000 | 156448.78 | 951649.34 | 66202 | 446250 | 1990-06-14 |  | 0 | 0 |  | 0 | I&M 4/26/90; PUD 1/23/89 54 UNITS (PART OF PATUXENT PARK WE | 1996-06-24
| LAUREL RIDGE SECT 4A | 177 | 91-0018 | DrainAcres | DP | DRY POND | 1995-05-16 |  | _ |  | _ |  |  |  |  | 00--000 | 235650.67 | 874774.53 | 90343 | 422818 | 1991-03-18 |  | 0 | 0 |  | 0 | I&M 3/5/91 | 1996-06-24
| PARK HALL ES | 238 | 93-0007 | None | DP | DRY POND | 1995-07-11 | 11.85 | _ |  | _ |  |  |  |  | 24--J04 | 142423.37 | 957531.76 | 61927 | 448043 | 1993-01-18 |  | 0 | 0 |  | 0 | I&M 1/18/93; REVIEW OF CONCEPT SITE PLAN FOR ADDITION TO EXI | 1996-06-24
| WALLY'S EXCAVATING | 346 | 96-0016 | None | DP | DRY POND | 1995-10-23 | 2 | COMMERCE AVE |  | _ |  |  |  |  | 11--D13 | 177501.45 | 928001.55 | 72619 | 439042 |  |  | 15 | 74 |  | 1 | _ | 1995-10-23
| BAY RIDGE ESTS PH 4 | 18 | 93-0015 | DrainAcres | DP | DRY POND | 1996-01-01 |  | _ |  | _ |  |  |  |  | 00--000 | 147498.71 | 947000.45 | 63474 | 444833 |  |  | 0 | 0 |  | 0 | _
| 84 LUMBER CO | 5 | 92-0015 | DrainAcres | DP | DRY POND | 1996-01-01 |  | _ |  | LEXINGTON PARK |  |  |  |  | 01--A11 | 232799.66 | 865001.06 | 89474 | 419839 | 1996-01-01 |  |  |  |  | 0 | _
| CHRISTMAS HILL MINOR SUBDVN | 64 | 94-0008 | DrainAcres | DP | DRY POND | 1996-01-01 |  | _ |  | _ |  |  |  |  | 24--G08 | 133666.85 | 953932.7 | 59258 | 446946 | 1994-12-12 |  | 0 | 0 |  | 0 | REVIEW OF 5 LOT SUBDIVISION+FARMSTEAD; ALSO SEE TEC 11/2 | 1996-06-24
| CHRISTMAS HILL MINOR SUBDVN | 65 | 94-0008 | DrainAcres | DP | DRY POND | 1996-01-01 |  | _ |  | _ |  |  |  |  | 24--G08 | 133666.85 | 953932.7 | 59258 | 446946 | 1994-12-12 |  | 0 | 0 |  | 0 | REVIEW OF 5 LOT SUBDIVISION+FARMSTEAD; ALSO SEE TEC 11/2 | 1996-06-24
| DEXTER SUBDVN | 83 | 90-0018 | None | DP | DRY POND | 1996-08-05 | 1.02 | 17882 THREE NOTCH RD |  | CALIFORNIA | 20619 |  |  |  | 17--J03 | 171051.5 | 938001.29 | 70653 | 442090 | 1990-02-27 |  | 14 | 89 |  | 1 | _ | 1997-10-24
| F & W OFC SITE | 94 | 96-0005 | None | DP | DRY POND | 1996-08-28 | 1.6 | 22776 THREE NOTCH RD |  | LEXINGTON PARK | 20653 |  |  |  | 18--B04 | 164745.92 | 950668.38 | 68731 | 445951 | 1995-10-04 |  | 14 | 86 |  | 1 | _ | 1996-08-29
| CHARLES CO COMM COLL-ST MARY'S CO CAMPUS | 55 | NA | None | DP | DRY POND | 1996-11-15 | 56.9 | RT 5 & RT 245 |  | LEONARDTOWN | 20650 |  |  |  | 16--B04 | 169948.74 | 906000.85 | 70317 | 432336 |  |  | 16 | 78 |  | 1 | _ | 1997-10-20
| COURTYARDS AT GREAT MILLS | 78 | 93-0003 | None | DP | DRY POND | 1997-01-01 | 13.9 | GREAT MILLS RD |  | _ |  |  |  |  | 00--000 | 152433.1 | 953791.7 | 64978 | 446903 |  |  | 0 | 0 |  | 0 | _ | 1996-06-24
| FRANZEN OFC BLDG | 106 | 95-0015 | DrainAcres | DP | DRY POND | 1997-01-01 |  | _ |  | _ |  |  |  |  | 18--G07 | 163801.06 | 952600.77 | 68443 | 446540 |  |  | 0 | 0 |  | 0 | _
| GREAT MILLS HS | 113 | 96-0004 | DrainAcres | DP | DRY POND | 1997-01-01 |  | _ |  | _ |  |  |  |  | 18--D13 | 150999.34 | 946498.5 | 64541 | 444680 |  |  | 0 | 0 |  | 0 | _
| PYLES ESTS POND 7 | 260 | 93-0022 | None | DP | DRY POND | 1997-02-18 | 8.06 | _ |  | HOLLYWOOD |  |  |  |  | 10--G02 | 197248.58 | 916699.33 | 78638 | 435597 |  |  | 0 | 50 |  | 1 | EMBANKMENT STRUCTURE STORMWATER MANAGEMENT DRY | 1997-02-19
| PYLES ESTS POND 10 | 259 | 93-0022 | None | DP | DRY POND | 1997-02-19 | 23.06 | _ |  | HOLLYWOOD |  |  |  |  | 10--G03 | 197248.58 | 916699.33 | 78638 | 435597 |  |  | 0 | 53 |  |  | EMBANKMENT STRUCTURE STORMWATER MANAGEMENT DRY | 1997-02-19
| QUEEN ARBOR SUBDVN POND 4 | 264 | 92-0032 | None | DP | DRY POND | 1997-04-03 | 4.47 | _ |  | _ |  |  |  |  | 00--000 | 206457.77 | 900308.68 | 81445 | 430601 | 1993-10-22 |  | 11 | 66 |  | 1 | PC MTG 8/12/91; PC MTG 6/10/91; PC MTG 11/13/90; SENT COMMEN | 2001-10-05
| QUEEN ARBOR SUBDVN POND 1 | 261 | 92-0032 | None | DP | DRY POND | 1997-04-03 | 2.38 | _ |  | _ |  |  |  |  | 05--J11 | 206999.1 | 898901.23 | 81610 | 430172 | 1993-10-22 |  | 11 | 103 |  | 1 | PC MTG 8/12/91; PC MTG 6/10/91; PC MTG 11/13/90; SENT COMMEN | 1996-06-24
| SAILING SPECIALITIES INC | 277 | 97-0011 | None | DP | DRY POND | 1997-09-12 | 7.18 | P O BOX 99 |  | HOLLYWOOD | 20636 |  |  |  | 11--D13 | 177399.75 | 927899.85 | 72588 | 439011 | 1996-11-13 |  |  | 83 |  | 1 | _ | 1997-10-27
| HOLLAND FOREST LANDING | 142 | 94-0014 | None | DP | DRY POND | 1997-10-20 | 6.76 | MCINTOSH RD TINTOP HILL |  | _ |  |  |  |  | 10--C12 | 180001.24 | 910000.06 | 73381 | 433555 |  |  | 12 | 80 |  | 1 | _ | 1997-10-21
| THREE NOTCH VETERINARY HOSPITAL | 336 | 95-0003 | None | DP | DRY POND | 1997-11-25 | 2.16 | 55 AIRPORT VIEW DR |  | HOLLYWOOD | 20636 |  |  |  | 11--E13 | 180001.45 | 929999.53 | 73381 | 439651 |  |  | 14 | 81 |  | 1 | _ | 1997-11-25
| BARNES ESTS PH 1 | 15 | 96-0003 | DrainAcres | DP | DRY POND | 1998-01-01 |  | _ |  | _ |  |  |  |  | 10--C12 | 178849.64 | 906876.79 | 73030 | 432603 |  |  | 0 | 0 |  | 0 | _
| DYNAR FARM ESTS | 84 | 95-0011 | DrainAcres | DP | DRY POND | 1998-01-01 |  | _ |  | _ |  |  |  |  | 14--F02 | 173029.05 | 873760.9 | 71256 | 422509 |  |  | 0 | 0 |  | 0 | _
| HICKORY HILLS NORTH | 136 | 96-0030 | DrainAcres | DP | DRY POND | 1998-01-01 |  | _ |  | _ |  |  |  |  | 18--B05 | 166599.53 | 943601.54 | 69296 | 443797 |  |  | 0 | 0 |  | 0 | _
| TAYLOR RENTAL CTR | 335 | 97-0010 | None | DP | DRY POND | 1998-01-02 | 1.35 | MD RT 235 |  | CALFORNIA | 20619 |  |  |  | 10--C05 | 167350.84 | 945802.96 | 69525 | 444468 | 1996-11-27 |  | 14 | 92 |  | 1 | _ | 1998-07-22
| WATTS OFC BLDG | 349 | 96-0025 | None | DP | DRY POND | 1998-03-19 | 1.14 | MD RT 235 NORTH TOWN CREEK |  | _ |  |  |  |  | 18--A04 | 169998.41 | 941498.57 | 70332 | 443156 | 1996-08-21 |  | 14 | 93 |  | 1 | _ | 1998-07-22
| GREAT MILLS HS PH 3 | 114 | 96-0004 | None | DP | DRY POND | 1998-04-06 | 7.7 | 21130 GREAT MILLS RD |  | GREAT MILLS | 20634 |  |  |  | 18--D13 | 150999.34 | 946498.5 | 64541 | 444680 | 1995-10-30 |  | 16 | 83 |  | 1 | _ | 1998-05-20
| PRECISION TUNE | 254 | 98-0009 | None | DP | DRY POND | 1998-08-27 | 0.81 | 22390 THREE NOTCH RD |  | LEXINGTON PARK |  |  |  |  | 18--F06 | 164001.18 | 951600.12 | 68504 | 446235 | 1997-10-31 |  | 14 | 89 |  | 1 |  | 2001-10-05
| CHESAPEAKE PROFESSIONAL BLDG | 60 | GP-98-0010 | None | DP | DRY POND | 1998-09-01 | 13.19 | RT 235 |  | LEXINGTON PARK |  |  |  |  | 13--F06 | 164601.57 | 951199.87 | 68687 | 446113 | 1997-10-14 |  | 14 | 79 |  | 1 |  | 2001-10-05
| CHARLOTTE HALL BUS PK LOT 500-3 | 56 | GP95-0008 | None | DP | DRY POND | 1998-09-18 | 0.79 | 29950 KILLPECK CREEK RD |  | _ |  |  |  |  | 01--B08 | 239449.92 | 869699.17 | 91501 | 421271 | 1995-05-22 |  | 15 | 73 |  | 0 |  | 1996-06-24
| SOUTHGATE CTR | 294 | 94-0016 | None | DP | DRY POND | 1998-11-02 | 13.568 | HERMANVILLE RD & RT 235 |  | _ |  |  |  |  | 19--C13 | 154998.76 | 964998.89 | 65760 | 450319 | 1994-04-15 |  | 11 | 78 |  | 1 | _ | 2001-10-05
| SPRINGWOOD ESTS | 299 | 96-0020 | None | DP | DRY POND | 1998-12-01 | 3.66 | 21942 SPRINGWOOD CT |  | LEXINGTON PARK |  |  |  |  | 18--F09 | 159001.25 | 952499.07 | 66980 | 446509 | 1996-09-11 |  | 12 | 84 |  | 1 | _ | 2001-10-05
| RUE WOODS SUBDVNN | 275 | 98-0028 | None | DP | DRY POND | 1999-09-30 | 13.2 | RUE PURCHASE RD |  | CALIFORNIA |  |  |  |  | 18--E05 | 166399.44 | 950701.19 | 69235 | 445961 | 1998-08-31 |  |  | 73 |  | 1 | _ | 2001-03-21
| CHRISTIE DENTAL OFC | 63 | GP-98-0038 | None | DP | DRY POND | 1999-10-07 | 0.49 | RT 235 |  | CALIFORNIA |  |  |  |  | 17--J02 | 172501.61 | 937499.33 | 71095 | 441937 | 1998-12-21 |  | 14 | 87 |  | 1 | _ | 2001-03-21
| LAUREL GLEN PUD | 168 | 92-0011 | DrainAcres | DP | DRY POND | 2001-05-31 |  | 42-05-215 |  | _ |  |  |  |  | 17--K05 | 166501.05 | 939500.6 | 69266 | 442547 |  |  | 0 | 0 |  | 0 | I&M 5/07/93; PC MTG 7/08/91; PC MTG 6/10/91 | 1996-06-24
| ESPERENZA MS | 90 | 98-0045 | None | DP | DRY POND | 2001-11-14 | 4.68 | 22790 MAPLE RD |  | LEXINGTON PARK | 20653 | 43 | 1 | 229 | 18--C05 | 167300 | 946600 | 69509.5 | 444710.94 | 1998-09-07 |  | 16 | 85 |  | 1 |  | 2006-06-21
| LAUREL GLEN PUD POND 3 PH 5 SECT 2 | 173 | 98-0008 | None | DP | DRY POND | 2002-01-03 | 13.83 |  |  |  |  | 42 | 5 | 231 | 17--K05 | 160310 | 940020 | 67378.95 | 442705.31 |  |  | 13 | 79 |  | 1 |  | 2006-06-21
| FOREST RUN CLUSTER SECT 2 PH 3 | 104 | 99-0001 | None | DP | DRY POND | 2002-01-24 | 5.8 | FOREST RUN DR |  | LEXINGTON PARK | 20653 | 51 | 3 | 131 | 18--F11 | 155200 | 950500 | 65821.37 | 445899.68 |  |  | 11 | 86 |  | 1 |  | 2006-06-21
| MECHANICSVILLE VFD | 224 | 00-0024 | None | DP | DRY POND | 2002-05-24 | 3.47 |  |  | MECHANICSVILLE | 20659 | 05 | 05 | 117 | 02--A08 | 238300 | 884700 | 91150.52 | 425843.37 |  |  | 14 | 58 |  | 1 |  | 2006-06-21
| GREENVIEW WEST POND 1 | 120 | 97-0021 | DrainAcres | DP | DRY POND | 2002-06-14 |  | 45543 LONGFIELDS BLVD |  |  |  | 43 | 7 | 30 | 18--B07 | 163400 | 943600 | 68320.77 | 443796.53 |  |  | 12 |  |  | 1 |  | 2006-06-21
| GREENVIEW WEST POND 2 | 121 | 97-0021 | DrainAcres | DP | DRY POND | 2002-06-14 |  | 45545 LONGFIELDS BLVD |  |  |  | 43 | 7 | 30 | 18--B07 | 163400 | 943600 | 68320.77 | 443796.53 |  |  | 12 |  |  | 1 |  | 2006-06-21
| GREENVIEW WEST POND 5 LOT 19 | 122 | 97-0021 | DrainAcres | DP | DRY POND | 2002-06-14 |  | 45523 LONGFIELDS BLVD |  |  |  | 43 | 7 | 30 | 18--B07 | 163400 | 943600 | 68320.77 | 443796.53 |  |  | 12 |  |  | 1 |  | 2006-06-21
| CALIFORNIA SLEEP INN | 39 | 94-0013 | None | DP | DRY POND | 2002-07-09 | 3.11 | 23418 THREE HATCH RD |  | CALIFORNIA | 20610 | 54 | 9 | 158 | 17--G01 | 175000 | 945500 | 71856.49 | 444375.66 |  |  | 14 | 72 |  | 1 |  | 2006-06-21
| PORTO BELLO ESTS | 252 | 98-0023 | None | DP | DRY POND | 2002-09-13 | 26.5 | PORTO BELLO CT |  |  |  | 62 | 9+16 | 33 | 24--G12 | 128000 | 952500 | 57530.73 | 446509.31 |  |  | 192 | 68 |  | 1 |  | 2006-06-21
| HARPERS CORNER | 124 | 97-0027 | None | DP | DRY POND | 2002-10-04 | 5.65 |  |  | HOLLYWOOD | 20636 | 13 | 4 | 77 | 04--K08 | 213000 | 882400 | 83439.09 | 425142.29 |  |  | 12 | 74 |  | 1 |  | 2006-06-21
| LEXINGTON PARK CHURCH OF CHRIST | 196 | 99-0039 | None | DP | DRY POND | 2002-11-13 | 5.3 | ST ANDREWS CHURCH RD |  |  |  | 34 | 16+22 | 520 | 17--H03 | 170262 | 936427 | 70412.36 | 441610.14 |  |  | 16 | 80 |  | 1 |  | 2006-06-21
| WAWA @ RUE PURCHASE RD | 356 | 02-0004 | None | DP | DRY POND | 2003-10-15 | 14.3 | 22530 THREE NOTCH RD |  | CALIFORNIA |  | 43 | 3 | 211 | 18--F05 | 160500 | 950000 | 67436.83 | 445747.27 |  |  | 14 | 81 |  | 1 |  | 2006-06-21
| LEXINGTON PARK ES POND 1 | 197 | 01-0011 | None | DP | DRY POND | 2004-01-06 | 1.6 | 46763 S SHANGRI-LA DR |  | LEXINGTON PARK | 20653 | 51 |  | 202 | 18--H10 | 159000 | 956000 | 66979.61 | 447576.1 |  |  | 16 | 90 |  | 1 |  | 2006-06-21
| JOHN WAYNE ESTS | 157 | 02-0033 | None | DP | DRY POND | 2004-06-21 | 33.5 | BAPTIST CHURCH RD |  |  |  | 17 | 6 | 201 | 04--E12 | 203000 | 872000 | 80391.12 | 421972.28 |  |  | 15 | 86 |  | 1 |  | 2006-06-21
| LONDONTOWNE SUBDVN | 208 | 92-0034 | BuiltDate | DP | DRY POND |  | 1.93 | 43-15-318 |  | _ |  |  |  |  | 00--000 | 160198.74 | 952400.64 | 67345 | 446479 | 1992-03-01 |  | 0 | 0 |  | 0 | _ | 1996-06-24
| HUNTING QUARTERS PH 2 SECT 2 | 152 | 98-0029 | BuiltDate+DrainAcres | DP | DRY POND |  |  | _ |  | _ |  |  |  |  | 19--J13 | 150198.69 | 937299.23 | 64297 | 441876 |  |  | 0 | 0 |  | 0 | OPEN
| LAUREL GLEN PUD PH 5 SECT 2 FAC 1 | 169 | 92-0011 | BuiltDate+DrainAcres | DP | DRY POND |  |  | 42-05-215 |  | _ |  |  |  |  | 17--K05 | 166501.05 | 939500.6 | 69266 | 442547 |  |  | 0 | 0 |  | 0 | I&M 5/07/93; PC MTG 7/08/91; PC MTG 6/10/91 | 1996-06-24
| LAUREL GLEN PUD PH 5 SECT 2 FAC 2 | 170 | 92-0011 | BuiltDate+DrainAcres | DP | DRY POND |  |  | 42-05-215 |  | _ |  |  |  |  | 17--K05 | 166501.05 | 939500.6 | 69266 | 442547 |  |  | 0 | 0 |  | 0 | I&M 5/07/93; PC MTG 7/08/91; PC MTG 6/10/91 | 1996-06-24
| LAUREL GLEN PUD PH 5 SECT 2 FAC 3 | 171 | 92-0011 | BuiltDate+DrainAcres | DP | DRY POND |  |  | 42-05-215 |  | _ |  |  |  |  | 17--K05 | 166501.05 | 939500.6 | 69266 | 442547 |  |  | 0 | 0 |  | 0 | I&M 5/07/93; PC MTG 7/08/91; PC MTG 6/10/91 | 1996-06-24
| SPRINT PCS @ VALLARIO | 302 | 02-0029 | BuiltDate | DP | DRY POND |  | 0.43 | POINT LOOKPUT RD |  | MORGANZA | 20660 | 18 | 15 | 30 |  | 197360 | 880403 | 78672.03 | 424533.58 |  |  | 20 | 69 |  | 1 |  | 2006-06-21
| ANDERSON BLDG | 11 | 89-0041 | BuiltDate+DrainAcres | DP | DRY POND |  |  | _ |  | _ |  |  |  |  | 00--000 | 170999.01 | 938299.84 | 70637 | 442181 |  |  | 0 | 0 |  | 0 | I&M 2/8/89 PC MTG 3/27/89 | 1996-06-24
| BARNES ESTS PH 2 SATIV CORP | 16 | NA | BuiltDate+DrainAcres | DP | DRY POND |  |  | _ |  | _ |  |  |  |  | 10--C12 | 177999.9 | 907001.46 | 72771 | 432641 |  |  | 0 | 0 |  | 0 | ACTIVE OPEN
| ESPERANZA CAR WASH | 89 | 88-0032 | BuiltDate+DrainAcres | DP | DRY POND |  |  | 235 MILLSTONE LANDING RD |  | _ |  |  |  |  | 00--000 | 171044.93 | 937410.76 | 70651 | 441910 |  |  | 0 | 0 |  | 0 | ACTIVE OPEN | 1996-06-24
| MCKAY'S PLZ AT GREAT MILLS | 220 | 92-0006 | BuiltDate+DrainAcres | DP | DRY POND |  |  | _ |  | _ |  |  |  |  | 00--000 | 152751.3 | 948276.69 | 65075 | 445222 |  |  | 0 | 0 |  | 0 | 11/26/90 PC MTG | 1996-06-24
| MIDAS MUFFLER | 226 | 87-0034 | BuiltDate+DrainAcres | DP | DRY POND |  |  | _ |  | _ |  |  |  |  | 00--000 | 155120.06 | 952177.55 | 65797 | 446411 |  |  | 0 | 0 |  | 0 | I&M 8/20/87 | 1996-06-24
| PICKETT'S HARBOR AT CEDAR COVE | 245 | 90-0044 | BuiltDate+DrainAcres | DP | DRY POND |  |  | 52-03-427 |  | _ |  |  |  |  | 19--E11 | 154500.11 | 969500.13 | 65608 | 451691 | 1990-08-02 |  | 0 | 0 |  | 0 | I&M 7/23/90; PC MTG 2/26/90 TM 52-087 ? | 1996-06-24
| PRB OFC | 253 | 96-0032 | BuiltDate+DrainAcres | DP | DRY POND |  |  | _ |  | _ |  |  |  |  | 11--C13 | 177301.31 | 926498.97 | 72558 | 438584 |  |  | 0 | 0 |  | 0 | _
| PYLES ESTS | 256 | 93-0022 | BuiltDate+DrainAcres | DP | DRY POND |  |  | 20-15-403 |  | _ |  |  |  |  | 00--000 | 197248.58 | 916699.33 | 78638 | 435597 | 1993-05-07 |  | 0 | 0 |  | 0 | I&M 5/07/93; PC MTG 7/22/91; PC APPROVED 4/10/89 PC MTG 3/1 | 1996-06-24
| PYLES ESTS | 257 | 93-0022 | BuiltDate+DrainAcres | DP | DRY POND |  |  | _ |  | _ |  |  |  |  | 00--000 | 197248.58 | 916699.33 | 78638 | 435597 | 1993-05-07 |  | 0 | 0 |  | 0 | I&M 5/07/93; PC MTG 7/22/91; PC APPROVED 4/10/89 PC MTG 3/1 | 1996-06-24
| QUEENTREE LANDING SECT 3 SWM | 266 | 88-0011 | BuiltDate+DrainAcres | DP | DRY POND |  |  | _ |  | _ |  |  |  |  | 00--000 | 214239.92 | 906811.11 | 83817 | 432583 |  |  | 0 | 0 |  | 0 | _ | 1996-06-24
| RAHULS CORP | 267 | OPZ88-1750 | BuiltDate+DrainAcres | DP | DRY POND |  |  | _ |  | _ |  |  |  |  | 00--000 | 171349.57 | 899380.29 | 70744 | 430317.5 |  |  | 0 | 0 |  | 0 | _ | 1996-06-24
| SHAH MEDICAL FACILITY | 284 | 89-0055 | BuiltDate+DrainAcres | DP | DRY POND |  |  | 24035 3 NOTCH RD |  | HOLLYWOOD |  |  |  |  | 00--000 | 180526.36 | 928099.97 | 73541 | 439072 |  |  | 0 | 0 |  | 0 | I&M 4/25/89; GP ISSUED 5/3/89; PC MTG 4/24/89; SEE FADUL | 1996-06-24
| SHANTI MEDICAL CTR BLDG 2 | 287 | 94-0009 | BuiltDate+DrainAcres | DP | DRY POND |  |  | _ |  | _ |  |  |  |  | 00--000 | 178048.97 | 893750.51 | 72786 | 428602 | 1994-08-12 |  | 0 | 0 |  | 0 | SENT REQUIREMENTS LETTER | 1996-06-24
| SOUTHERN MARYLAND USED AUTO PARTS | 290 | 88-0037 | BuiltDate+DrainAcres | DP | DRY POND |  |  | 26470 THREE NOTCH RD |  | MECHANICSVILLE |  |  |  |  | 00--000 | 204469.58 | 900170.89 | 80839 | 430559 |  |  | 0 | 0 |  | 0 | I&M 6/23/88 | 1996-06-24
| ST MARY'S IND PK SECT 1 LOT 1 | 311 | 88-0041 | BuiltDate+DrainAcres | DP | DRY POND |  |  | _ |  | _ |  |  |  |  | 11--C13 | 177337.4 | 927046.85 | 72569 | 438751 |  |  | 0 | 0 |  | 0 | I&M 5/2/88 ALSO SEE 88-0840 | 1996-06-24
| ST MARY'S IND PK SECT 1 LOT 15 & 18 | 312 | 88-0027 | BuiltDate+DrainAcres | DP | DRY POND |  |  | _ |  | _ |  |  |  |  | 00--000 | 177337.4 | 927046.85 | 72569 | 438751 |  |  | 0 | 0 |  | 0 | I&M 5/9/88 | 1996-06-24
| ST MARY'S IND PK SECT 2 LOT 12 | 314 | 88-0034 | BuiltDate+DrainAcres | DP | DRY POND |  |  | _ |  | _ |  |  |  |  | 00--000 | 177337.4 | 927046.85 | 72569 | 438751 |  |  | 0 | 0 |  | 0 | I&M 5/26/88 | 1996-06-24
| ST MARY'S IND PK SECT 2 LOT 15 | 315 | 91-0016 | BuiltDate+DrainAcres | DP | DRY POND |  |  | _ |  | _ |  |  |  |  | 00--000 | 177337.4 | 927046.85 | 72569 | 438751 |  |  | 0 | 0 |  | 0 | I&M 2/4/86; REDI-MIX; NOW HOWLIN CONCRETE SEE CORRESPONDE | 1996-06-24
| ST MARY'S IND PK SECT 2 LOT 16 | 316 | 89-0017 | BuiltDate+DrainAcres | DP | DRY POND |  |  | _ |  | _ |  |  |  |  | 00--000 | 177337.4 | 927046.85 | 72569 | 438751 |  |  | 0 | 0 |  | 0 | I&M 10/4/88 | 1996-06-24
| ST MARY'S IND PK SECT 2 LOT 7 | 317 | 89-0007 | BuiltDate+DrainAcres | DP | DRY POND |  |  | _ |  | _ |  |  |  |  | 00--000 | 177337.4 | 927046.85 | 72569 | 438751 |  |  | 0 | 0 |  | 0 | I&M 2/8/89 CHK 89-43 | 1996-06-24
| WEST AMONDIANA | 359 | NA | BuiltDate+DrainAcres | DP | DRY POND |  |  | _ |  | _ |  |  |  |  | 24--K04 | 143000.8 | 959001.56 | 62103 | 448491 |  |  | 0 | 0 |  | 0 | _
| WETTS OFC | 362 | 95-0025 | BuiltDate+DrainAcres | DP | DRY POND |  |  | _ |  | _ |  |  |  |  | 18--A04 | 169499.73 | 941498.58 | 70180 | 443156 |  |  | 0 | 0 |  | 0 | _
| WISE OFC BLDG | 376 | 90-0007 | BuiltDate+DrainAcres | DP | DRY POND |  |  | _ |  | _ |  |  |  |  | 00--000 | 155251.36 | 961078.34 | 65837 | 449124 |  |  | 0 | 0 |  | 0 | SEE WAYNE+ANNA WISE SEE PC MTG 10/23/89 GP REQMTS SENT | 1996-06-24
| BROOKS CLUSTER | 36 | 03-0001 | BuiltDate | DP | DRY POND |  | 54.92 | RT 245 & OLD RT 245 | 400 FT SW OF |  |  | 26 | 21 | 120 | 10--G10 | 182500 | 915000 | 74142.61 | 435079.02 |  |  | 11 | 56 |  | 1 |  | 2006-06-21
| QUEEN ARBOR SUBDVN POND 2 | 262 | 92-0032 | BuiltDate | DP | DRY POND |  | 2.14 | _ |  | _ |  |  |  |  | 05--J11 | 206398.71 | 899101.36 | 81427 | 430233 | 1997-04-03 |  | 11 | 66 |  | 1 | PC MTG 8/12/91; PC MTG 6/10/91; PC MTG 11/13/90; SENT COMMEN | 1996-06-24
| WILLLOW WOODS POND 3 | 375 | 98-0027 | BuiltDate | DP | DRY POND |  | 6.53 | WILLOWS RD |  |  |  | 51 | 10+11 | 318+389 | 18--H13 | 211720 | 1468450 |  |  |  |  | 12 | 72 |  | 1 |  | 2006-11-30
| SOUTHWOODS PUD | 295 | 99-0007 | BuiltDate | DP | DRY POND |  | 5.9 |  |  |  |  | 52 | 2+3 | 7 | 19--D12 | 153700 | 967700 | 65364.13 | 451142.31 |  |  | 12 | 76 |  | 1 |  | 2006-06-21
| KEDGES STRAIT SUNDVN | 158 | 96-0011 | BuiltDate | DP | DRY POND |  | 17.51 | LONG LN | CEDAR COVE PUD | HERMANVILLE |  | 52 |  | 87 | 19--F11 | 150000 | 970000 | 64236.35 | 451843.37 |  |  | 11 | 76 |  | 1 |  | 2006-06-21
| SWASH BAY | 331 | 98-0006 | BuiltDate | DP | DRY POND |  | 17.7 | WILLIS WHARF CT |  | LEXINGTON PARK | 20653 | 52 | 3 | 425 | 19--E11 | 155000 | 969200 | 65760.37 | 451599.52 |  |  | 12 | 76 |  | 1 |  | 2006-06-21
| WILLLOW WOODS POND 2 | 374 | 98-0027 | BuiltDate | DP | DRY POND |  | 10.3 | WILLOWS RD |  |  |  | 51 | 10+11 | 318+389 | 18--H13 | 211800 | 1468450 |  |  |  |  | 12 | 77 |  | 1 |  | 2006-11-30
| SOUTHERN MARYLAND BROADCASTING CORP STORAGE | 289 | 98-0019 | BuiltDate | DP | DRY POND |  | 14.6 | ST ANDREWS CHURCH RD |  | CALIFORNIA | 20619 | 42 | 7 | 80 | 17--C06 | 163000 | 927000 | 68198.92 | 438736.71 | 1998-03-31 |  | 14 | 77 |  | 1 |  | 2006-06-21
| WILLLOW WOODS POND 1 | 373 | 98-0027 | BuiltDate | DP | DRY POND |  | 15.3 | WILLOWS RD |  |  |  | 51 | 10+11 | 318+389 | 18--H13 | 211825 | 1467120 | 83080.55 | 603367.32 |  |  | 12 | 77 |  | 1 |  | 2006-11-30
| LEXINGTON PARK SENIOR APTS | 199 | 99-0036 | BuiltDate | DP | DRY POND |  | 7.84 | PEGG RD |  |  |  | 43 | 21 | 136+250 | 18--F09 | 158000 | 952000 | 66674.82 | 446356.88 |  |  | 13 | 79 |  | 1 |  | 2006-06-21
| LEXINGTON PARK SENIOR APTS | 200 | 99-0036 | BuiltDate | DP | DRY POND |  | 12.3 | PEGG RD |  |  |  | 43 | 21 | 136+250 | 18--F09 | 159000 | 952000 | 66979.62 | 446356.88 |  |  | 13 | 79 |  | 1 |  | 2006-06-21
| WESTBURY PUD SECT 1 PH 2 | 361 | 97-0017 | BuiltDate | DP | DRY POND |  | 13.1 | PEGG RD & WESTBURY BLVD |  | LEXINGTON PARK | 20653 | 51 | 2 | 147 | 18--D11 | 154500 | 947500 | 65608.01 | 444985.26 |  |  | 12 | 80 |  | 1 |  | 2006-06-21
| FIRST COLONY POND 3 | 99 | 99-0025 | BuiltDate | DP | DRY POND |  | 72.1 | FDR BLVD |  |  |  | 34 | 22+23 | 444+455+456+P/O490+516 | 17--J04 | 168000 | 939000 | 69722.89 | 442394.41 |  |  | 14 | 84 |  | 1 |  | 2006-06-21
| LAUREL GLEN PUD POND 2 | 172 | 94-0017 | BuiltDate | DP | DRY POND |  | 15.1 |  |  |  |  | 42 | 5 | 669 | 17--K05 | 160600 | 940000 | 67467.34 | 442699.22 |  |  | 13 | 86 |  | 1 |  | 2006-06-21
| MAPLE PARK PH 2 | 213 | 97-0006 | BuiltDate | DP | DRY POND |  | 1.4 | RT 235 & MAPLE RD |  |  |  | 35 | 22 | P/O 14 | 18--C05 | 167300 | 945600 | 69509.5 | 444406.14 |  |  | 14 | 88 |  | 1 |  | 2006-06-21
NO | PINEY POINT ES | 249 | 97-0012 | None | DP+UGS | DRY POND+UNDERGROUND STORAGE | 1998-04-29 | 0.5 | P O BOX 641 |  | LEONARDTOWN | 20650 |  |  |  | 27--G02 | 120999.38 | 933499.9 | 55397 | 440718 | 1996-12-30 |  | 16 | 60 |  | 1 | _ | 1998-05-20
NO | PINEY POINT ES | 250 | 97-0012 | None | DP+UGS | DRY POND+UNDERGROUND STORAGE | 1998-04-29 | 0.5 | P O BOX 641 |  | LEONARDTOWN | 20650 |  |  |  | 27--G02 | 120999.38 | 933499.9 | 55397 | 440718 | 1996-12-30 |  | 16 | 60 |  | 1 | _ | 1998-05-20
| CHARLOTTE HALL FARMERS MARKET | 57 | 02-0022 | None | DW | DRY WELL | 2003-03-24 | 0.6 |  |  | MECHANICSVILLE |  | 4 | 4 | 202 | 01--A08 | 238000 | 875000 | 91059.07 | 422886.73 |  |  | 11 | 91 |  | 1 |  | 2006-06-21
| IAMs WILLIAM W WINPISINGER ED & TECH CTR | 154 | 99-0018 | None | DW | DRY WELL | 2002-04-23 | 0.46 | 24494 PLACID HARBOR WAY |  | HOLLYWOOD | 20636 | 27 | 18 | 157 | 11--K09 | 185000 | 940000 | 74904.54 | 442699.23 |  |  |  | 98 |  | 1 |  | 2006-06-21
| MAPLE RUN SECT 4 | 216 | 92-0026 | BuiltDate | ED | EXTENDED DETENTION STRUCTURE |  | 2.92 | PLANTATION CT & VICTORIAN RUN |  | _ |  |  |  |  | 17--F08 | 160772.64 | 930832.87 | 67520 | 439905 | 1992-07-22 |  | 0 | 0 |  | 0 | I&M 7/22/92; 07/08/91 PC MTG; TOTAL AREA 40 ACRES | 1996-06-24
| LAUREL RIDGE SECT 4B | 178 | 91-0030 | None | ED | EXTENDED DETENTION STRUCTURE | 1995-05-16 | 5.8 | _ |  | _ |  |  |  |  | 00--000 | 235650.67 | 874774.53 | 90343 | 422818 | 1991-08-01 |  | 0 | 0 |  | 0 | I&M 7/09/91; PC MTG 6/24/91 | 1996-06-24
| HICKORY HILLS | 135 | 95-0005 | DrainAcres | ED | EXTENDED DETENTION STRUCTURE | 1996-01-01 |  | _ |  | _ |  |  |  |  | 18--B05 | 166599.53 | 943601.54 | 69296 | 443797 | 1995-03-21 |  | 0 | 0 |  | 0 | PC MTG 12/12/94; PC MTG 8/9/93; TEC 7/21/93; PC MTG 12/09/91 | 1996-06-24
| LINDSAY ESTS | 206 | 91-0044 | DrainAcres | ED | EXTENDED DETENTION STRUCTURE | 1994-01-01 |  | _ |  | _ |  |  |  |  | 00--000 | 161251.83 | 945376.46 | 67666 | 444338 |  |  | 0 | 0 |  | 0 | _ | 1996-06-24
| MOORINGS AT CEDAR COVE THE | 227 | 90-0029 | DrainAcres | ED | EXTENDED DETENTION STRUCTURE | 1993-09-30 |  |  |  | _ |  | 42 | 21 | 49 | 00--000 | 157200.21 | 970100.52 | 66431 | 451874 | 1990-04-24 |  | 0 | 0 |  | 0 | I&M 4/16/90; PC MTG 2/26/90 48 LOTS PC 3/27/90 GP ISSUE | 1996-06-24
| SAN SOUCI PLZ PH 2 | 278 | 87-0029 | BuiltDate+DrainAcres | ED | EXTENDED DETENTION STRUCTURE |  |  | _ |  | _ |  |  |  |  | 18--D05 | 166373.18 | 947794.4 | 69227 | 445075 |  |  | 0 | 0 |  | 0 | _ | 1996-06-24
| SAN SOUCI PLZ PH 3 SECT 2 | 279 | 87-0031 | DrainAcres | ED | EXTENDED DETENTION STRUCTURE | 1991-10-31 |  | _ |  | _ |  |  |  |  | 00--000 | 166373.18 | 947794.4 | 69227 | 445075 | 1987-04-09 |  | 0 | 0 |  | 0 | _ | 1996-06-24
| SAN SOUCI PLZ PH 3 SWM | 280 | 87-0035 | BuiltDate+DrainAcres | ED | EXTENDED DETENTION STRUCTURE |  |  | _ |  | _ |  |  |  |  | 00--000 | 166373.18 | 947794.4 | 69227 | 445075 |  |  | 0 | 0 |  | 0 | I&M 4/29/87 | 1996-06-24
| HOLLYWOOD ES | 144 | 92-0023 | None | ED | EXTENDED DETENTION STRUCTURE | 1994-02-23 | 12.18 | _ |  | _ |  |  |  |  | 11--F09 | 184000.78 | 931600.53 | 74600 | 440139 | 1992-04-13 |  | 16 | 74 |  | 1 | I&M 4/16/92; PC MTG 10/15/91 | 1996-06-24
| BUCK PK EAST | 38 | 96-0023 | DrainAcres | EDSD | EXTENDED DETENTION STRUCTURE_DRY | 1999-01-01 |  | _ |  | _ |  |  |  |  | 18--D07 | 162101.57 | 947200.58 | 67925 | 444894 |  |  | 0 | 0 |  | 0 | _
| CHANCELLOR'S RUN PK | 52 | 96-0028 | DrainAcres | EDSD | EXTENDED DETENTION STRUCTURE_DRY | 1999-01-01 |  | _ |  | _ |  |  |  |  | 18--C09 | 158000.56 | 944500.49 | 66675 | 444071 |  |  | 0 | 0 |  | 0 | _
| MCKAY'S PLZ | 218 | 91-0022 | BuiltDate+DrainAcres | EDSD | EXTENDED DETENTION STRUCTURE_DRY |  |  | _ |  | _ |  |  |  |  | 18--D12 | 152751.3 | 948276.69 | 65075 | 445222 |  |  | 0 | 0 |  | 0 | _
| PICKETTS HARBOR | 244 | 91-0022 | BuiltDate+DrainAcres | EDSD | EXTENDED DETENTION STRUCTURE_DRY |  |  | _ |  | _ |  |  |  |  | 19--E10 | 156284.87 | 970399.07 | 66152 | 451965 |  |  | 0 | 0 |  | 0 | _
| RIDGES SUITES AT CEDAR COVE | 268 | 96-0011 | BuiltDate+DrainAcres | EDSD | EXTENDED DETENTION STRUCTURE_DRY |  |  | _ |  | _ |  |  |  |  | 19--F11 | 149998.85 | 969998.8 | 64236 | 451843 |  |  | 0 | 0 |  | 0 | _
| MALLARD'S LANDING BASIN 2 | 212 | GP-99-0005 | None | EDSD | EXTENDED DETENTION STRUCTURE_DRY | 1999-06-23 | 2.07 | GREENHEAD DR | [6 empty] | 01--K12 | 230499.72 | 880499.45 | 88773 | 424563 | 1998-10-05 |  | 11 | 44 |  | 1 | _ | 2001-03-21
| MALLARD'S LANDING BASIN 1 | 211 | GP-99-0005 | None | EDSD | EXTENDED DETENTION STRUCTURE_DRY | 1999-06-23 | 6.06 | GREENHEAD DR | [6 empty] | 01--J12 | 230201.17 | 881001.41 | 88682 | 424716 | 1998-10-05 |  | 11 | 44 |  | 1 | _ | 2001-03-21
| BLAIR VIDEO | 23 | 95-0007 | None | EDSD | EXTENDED DETENTION STRUCTURE_DRY | 1996-12-11 | 5.73 | 30185 TRIANGLE DR |  | CHARLOTTE HALL | 20622 |  |  |  | 26--K03 | 144498.86 | 864498.94 | 62560 | 419686 |  |  | 10 | 55 |  | 1 | _ | 1997-01-27
| VALLEY WOOD | 340 | 00-0020 | None | EDSD | EXTENDED DETENTION STRUCTURE_DRY | 2004-01-06 | 4.79 | VALLEY WOOD CT |  |  |  | 9 | 22 | 56 | 04--J06 | 217000 | 882000 | 84658.29 | 425020.37 |  |  |  | 56 |  | 1 |  | 2006-06-21
| LEONARDTOWN BAPTIST CH | 190 | 02-0040 | None | EDSD | EXTENDED DETENTION STRUCTURE_DRY | 2002-05-20 | 3.08 | RT 245 |  | LEONARDTOWN | 20650 | 32 |  | 32 | 16--B01 | 175000 | 905000 | 71856.63 | 432030.94 |  |  | 14 | 58 |  | 1 |  | 2006-06-21
| KINGSTON SHORES 96-0299 | 164 | 98-0046 | None | EDSD | EXTENDED DETENTION STRUCTURE_DRY | 2002-07-24 | 1.01 | GROSS DR | 1 1/4 MI S OF THOS JOHNSON BRIDGE |  |  | 35 | 7 | 23&112 | 17--C13 | 177000 | 945800 | 72466.1 | 444467.1 | 1999-03-17 |  | 11 | 60 |  | 1 |  | 2006-06-21
| KINGSTON POND 8 PH 3 | 163 | 02-0025 | BuiltDate | EDSD | EXTENDED DETENTION STRUCTURE_DRY |  | 10.56 | RT 244 & BRETON BEACH RD | NB SIDE & APPROX 1500' S |  |  | 49 | 7 | 78 | 16--D12 | 153000 | 908000 | 65150.99 | 432945.35 |  |  | 11 | 67 |  | 1 |  | 2006-06-21
| KINGSTON POND 7 PH 3 | 162 | 02-0025 | BuiltDate | EDSD | EXTENDED DETENTION STRUCTURE_DRY |  | 4.35 | RT 244 & BRETON BEACH RD | NB SIDE & APPROX 1500' S |  |  | 49 | 7 | 78 | 16--D12 | 153000 | 908000 | 65150.99 | 432945.35 |  |  | 11 | 69 |  | 1 |  | 2006-06-21
| HELENS RETREAT | 379 | 03-0006 | BuiltDate | EDSD | EXTENDED DETENTION STRUCTURE_DRY |  | 4.7 | RT 5 & RT 238 | W OF RT 5 & N OF RT 238 |  |  | 18 | 7 | 57+58+115 | 08--D02 | 198500 | 871500 | 79019.5 | 421819.876 |  |  |  | 70 |  | 1 |  | 2006-11-30
| KINGSTON POND 6 PH 3 | 161 | 02-0025 | BuiltDate | EDSD | EXTENDED DETENTION STRUCTURE_DRY |  | 7.32 | RT 244 & BRETON BEACH RD | NB SIDE & APPROX 1500' S |  |  | 49 | 7 | 78 | 16--D12 | 153000 | 908000 | 65150.99 | 432945.35 |  |  | 11 | 70 |  | 1 |  | 2006-06-21
| CHAMPION USED AUTO PARTS LOT 4 SECT 1 | 49 | 93-0003 | None | EDSD | EXTENDED DETENTION STRUCTURE_DRY | 2002-11-18 | 3 |  | ST MARYS IND PK | [5 empty] | 11--D12 | 133395 | 946942 | 59175.16 | 444815.2 |  |  | 15 | 74 |  | 1 |  | 2006-06-21
| 5TH DITRICT PARK | 1 | 97-0026 | None | EDSD | EXTENDED DETENTION STRUCTURE_DRY | 1997-12-01 | 7.26 | RT 6 | 1/2 MI E OF RT 5 | CHARLOTTE HALL | 20622 | 4 | 11 | 65+66 | 01--B10 | 234300 | 866700 | 89931.31 | 420356.84 | 1997-06-06 |  | 16 | 77 |  | 1 |  | 2006-06-21
| LEXINGTON PARK CHRISTIAN SCHOOL | 195 | 03-0016 | BuiltDate | EDSD | EXTENDED DETENTION STRUCTURE_DRY |  | 14.83 | RT 5 & RT 249 | NB SIDE & APPROX 1900' W |  |  | 50 | 17 | 38 | 23--K01 | 149000 | 940000 | 63931.62 | 442699.22 |  |  |  | 78 |  | 1 |  | 2006-06-21
| GRIFFINS FLOORING AMERICA | 123 | 02-0012 | None | EDSD | EXTENDED DETENTION STRUCTURE_DRY | 2003-09-30 | 2.82 |  |  | LEONARDTOWN |  | 43 | 1 | 14+17 | 18--C05 | 167600 | 945400 | 69600.94 | 444345.18 |  |  | 14 | 80 |  | 1 |  | 2006-06-21
| WILDEWOOD TECH PK LOT 15 | 368 | 98-0030 | None | EDSD | EXTENDED DETENTION STRUCTURE_DRY | 1999-05-17 | 5.3 | 23330 COTTONWOOD PKWY | [6 empty] | 17--E02 | 173498.9 | 931000.16 | 71399 | 439956 | 1998-05-14 |  | 14 | 81 |  | 1 | _ | 2001-03-21
| BAY RIDGE ESTS POND 1 SECT 3 | 19 | 99-0012 | None | EDSD | EXTENDED DETENTION STRUCTURE_DRY | 2001-11-06 | 10.7 |  |  |  |  | 51 | 13 | 431 | 24--C01 | 149000 | 946000 | 63931.6 | 444528.06 |  |  | 11 | 81 |  | 1 |  | 2006-06-21
| ESSEX SOUTH SECT 4B & C | 91 | 91-0011 | None | EDSD | EXTENDED DETENTION STRUCTURE_DRY | 1997-10-31 | 15.63 | P O BOX 69 |  | ST MARY'S CITY | 20686 |  |  |  | 18--H12 | 152200.18 | 955599.42 | 64907 | 447454 |  |  | 10 | 81 |  | 1 | _ | 1997-11-04
| HUNTING QUARTER SECT 2C | 149 | 98-0029 | BuiltDate | EDSD | EXTENDED DETENTION STRUCTURE_DRY |  | 36.78 | RT 5 & HUNTING QUARTER DR |  |  |  | 50 | 16 | 89 | 17--J13 | 150000 | 937300 | 64236.44 | 441876.23 |  |  | 11 | 81 |  | 1 |  | 2006-06-21
| CORNERSTONE PRESBYTARIAN CH | 71 | 00-0015 | None | EDSD | EXTENDED DETENTION STRUCTURE_DRY | 2001-07-17 | 4.08 | 23075 TOWN CREEK DR |  | LEXINGTON PARK |  | 35A |  | 19 | 18--C03 | 171000 | 945000 | 70637.28 | 444223.26 | 2000-06-22 |  | 12 | 82 |  | 1 |  | 2006-06-21
| WAWA @ GREAT MILLS | 353 | 01-0013 | None | EDSD | EXTENDED DETENTION STRUCTURE_DRY | 2002-04-12 | 13.1 | GREAT MILLS BLVD & CHANCELLORS RUN RD | NE OF | GREAT MILLS |  | 51 | 8 | 2+P/O 588 | 18--D12 | 153000 | 947000 | 65150.81 | 444832.86 |  |  | 14 | 82 |  | 1 |  | 2006-06-21
| LEONARDTOWN HS POND 1 | 193 | 99-0041 | None | EDSD | EXTENDED DETENTION STRUCTURE_DRY | 2001-12-10 | 21.4 | 23995 POINT LOOKOUT RD |  |  |  | 41 | 13+14+19+20 |  | 16--E08 | 160000 | 911000 | 67284.59 | 433859.78 |  |  | 16 | 84 |  | 1 |  | 2006-06-21
| PICKETT'S HARBOR TOWNHOUSES | 246 | 90-0004 | None | EDSD | EXTENDED DETENTION STRUCTURE_DRY | 1996-10-25 | 5.37 | CEDAR COVE OFF LONG LN |  | _ |  |  |  |  | 19--E10 | 156284.87 | 970399.07 | 66152 | 451965 | 1990-08-02 |  | 12 | 85 |  | 1 | _ | 1996-10-25
| HOLLYWOOD BUS PK | 143 | 01-0003 | BuiltDate | EDSD | EXTENDED DETENTION STRUCTURE_DRY |  | 10.5 | MERVELL DEAN RD |  | HOLLYWOOD |  | 27 | 19 | 1855 | 11--D11 | 181000 | 928500 | 73685.36 | 439193.93 |  |  | 14 | 85 |  | 1 |  | 2006-06-21
| PINE HILL TECH PK PH I | 247 | 98-0011 | None | EDSD | EXTENDED DETENTION STRUCTURE_DRY | 1999-04-13 | 9.1 | PINE HILL RD | [6 empty] | 19--E10 | 157226.44 | 968525.74 | 66439 | 451394 | 1997-12-17 |  | 14 | 89 |  | 1 | _ | 2001-03-21
| ST CLEMENTS CROSSING | 303 | 02-0018 | None | EDSD | EXTENDED DETENTION STRUCTURE_DRY | 2004-07-22 | 16.07 | GREAT MILLS RD |  |  |  | 51 | 03 | 97 | 18--G11 | 155000 | 982000 | 65760.34 | 455501.02 |  |  | 12 | 90 |  | 1 |  | 2006-06-21
| ST MARY'S MEDICAL CTR | 321 | 96-0018 | None | EDSD | EXTENDED DETENTION STRUCTURE_DRY | 1998-12-24 | 605 | _ |  | _ |  |  |  |  | 11--D11 | 179364.95 | 927906.41 | 73187 | 439013 | 1996-03-29 |  | 14 | 90 |  | 0 | _ | 2001-10-05
| LEONARDTOWN HS POND 2 | 194 | 99-0041 | None | EDSD | EXTENDED DETENTION STRUCTURE_DRY | 2002-10-20 | 6.5 | 23995 POINT LOOKOUT RD |  |  |  | 41 | 13+14+19+20 |  | 16--E08 | 160000 | 911000 | 67284.59 | 433859.78 |  |  | 16 | 91 |  | 1 |  | 2006-06-21
| COUNTY FIRST BANK | 75 | 98-0048 | BuiltDate | EDSD | EXTENDED DETENTION STRUCTURE_DRY |  | 0.75 | RT 235 & TOWN CREEK DR | 225' SW OF |  |  | 42 | 6 | 15 | 18--B04 | 168000 | 954000 | 69722.85 | 446966.49 | 2003-07-10 |  | 14 | 92 |  | 1 |  | 2006-06-21
| CALLAWAY MARKETPLACE | 41 | 00-0023 | None | EDSD | EXTENDED DETENTION STRUCTURE_DRY | 2003-03-27 | 19.5 | 20995 POINT LOOKOUT RD |  | CALLAWAY | 20620 | 50 |  | 16+18+169+171+234+281 | 23--H02 | 146800 | 935900 | 63261.08 | 441449.51 |  |  | 14 | 93 |  | 1 |  | 2006-06-21
| VESTRY OF KING & QUEEN PARISH | 341 | 01-0022 | None | EDSD+DP | EXTENDED DETENTION STRUCTURE_DRY+DRY POND | 2002-02-19 | 4.52 | ZACH FOWLER RD |  | CHAPTICO |  | 17 | 21 | 129 | 07--K04 | 193800 | 862000 | 77586.95 | 418924.26 |  |  | 16 | 69 |  | 1 |  | 2006-06-21
| SHANGRI-LA OFC COMPLEX | 285 | 98-0015 | None | EDSD+PD | EXTENDED DETENTION STRUCTURE_DRY+DRY POND | 2001-12-18 | 1.5 | 21610 S ESSEX DR |  | LEXINGTON PARK | 20653 | 43A |  | 121 | 18--H10 | 156000 | 955100 | 66065.2 | 447301.78 |  |  | 14 |  |  | 1 |  | 2006-06-21
| LLOYDS REST SUBDVN | 207 | 03-0008 | None | EDSW | EXTENDED DETENTION STRUCTURE_WET | 2004-08-06 | 85.82 |  |  | MECHANICSVILLE | 20659 | 8 | 8 | 88 | 03--G02 | 224000 | 860000 | 86791.86 | 418314.66 |  |  | 11 | 69 |  | 1 |  | 2006-06-21
| SOUTHWOODS PUD | 296 | 99-0007 | BuiltDate | EDSW | EXTENDED DETENTION STRUCTURE_WET |  | 53.4 |  |  |  |  | 52 | 2+3 | 7 | 19--D12 | 153700 | 967700 | 65364.13 | 451142.31 |  |  | 12 | 76 |  | 1 |  | 2006-06-21
| KINGSTON POND 3 PH 3 | 160 | 99-0024 | None | EDSW | EXTENDED DETENTION STRUCTURE_WET | 2001-11-16 | 8.44 | RT 244 & BRETON BEACH RD | NB SIDE & APPROX 1500' S |  |  | 49 | 7 | 78 | 16--D13 | 151000 | 910000 | 64541.38 | 433554.97 |  |  | 11 | 77 |  | 1 |  | 2006-06-21
| KINGSTON POND 2 PH 1 | 159 | 99-0024 | None | EDSW | EXTENDED DETENTION STRUCTURE_WET | 2001-11-16 | 6.2 | RT 244 & BRETON BEACH RD | NB SIDE & APPROX 1500' S |  |  | 49 | 7 | 78 | 16--D13 | 151000 | 910000 | 64541.38 | 433554.97 |  |  | 11 | 79 |  | 1 |  | 2006-06-21
| FIRST COLONY POND 2 | 98 | 99-0025 | BuiltDate | EDSW | EXTENDED DETENTION STRUCTURE_WET |  | 88.2 | FIRST COLONY BLVD & FDR BLVD |  |  |  | 34 | 22+23 | 444+455+456+P/O490+516 | 17--J04 | 169000 | 938000 | 70027.7 | 442089.61 |  |  | 14 | 87 |  | 1 |  | 2006-06-21
| FAIRFIELD INN | 95 | 02-0006 | BuiltDate | EDSW | EXTENDED DETENTION STRUCTURE_WET |  | 13 | RT 235 |  | LEXINGTON PARK | 20653 | 43 | 16 | 76+77 | 18--G08 | 160855 | 953826 | 67545.03 | 446913.46 |  |  | 14 | 91 |  | 1 |  | 2006-06-21
| ST MARY'S IND PK SECT 2 LOT 7 | 318 | 92-0041 | None | IB | INFILTRATION BASIN | 1993-07-12 | 1.37 | _ |  | _ |  |  |  |  | 00--000 | 177337.4 | 927046.85 | 72569 | 438751 | 1992-07-17 |  | 0 | 0 |  | 0 | _ | 1996-06-24
| LANDINGS OF BRETON BAY | 167 | 95-0004 | None | IB | INFILTRATION BASIN | 1998-01-01 | 1.4 | _ |  | _ |  |  |  |  | 15--F10 | 155998.47 | 893999.88 | 66065 | 428678 | 1994-12-23 |  | 0 | 0 |  | 0 | PC MTG 9/26/94; REVIEW OF 9 LOT SUBDIVISION; REC'D RECORD PL | 1996-06-24
| RT 5 TO SARATOGA DR | 270 | 90-SF-0006 | BuiltDate | IB | DETENTION POND+INFILTRATION BASIN |  | 3.65 | RT 246 |  | _ | 20000 |  |  |  | 00--000 | 152200.12 | 946898.76 | 64907 | 444802 | 1993-03-02 |  | 0 | 0 |  | 0 | FUNCTIONS AS BOTH DETENTION AN INFILTRATION BASIN DA#9 | 2099-12-31
| SWING & SWAT SHRIVER PROPERTY | 332 | 93-0002 | None | IB | INFILTRATION BASIN | 1994-01-03 | 15.7 | _ |  | _ |  |  |  |  | 00--000 | 180349.22 | 929976.56 | 73487 | 439644 | 1993-02-24 |  | 0 | 0 |  | 0 | I&M 2/24/93; PC MTG 7/22/91 AKA COMMERCIAL / RECREATION CE | 1996-06-24
| BAYBERRY SUBDVN | 21 | 88-0007 | DrainAcres | IB | INFILTRATION BASIN | 1991-01-01 |  | 43-13-455 |  | _ |  |  |  |  | 00--000 | 161999.87 | 947000.45 | 67894 | 444833 |  |  | 0 | 0 |  | 0 | _ | 1996-06-24
| BOATEL CALIFORNIA | 25 | OPZ86-0053 | DrainAcres | IB | INFILTRATION BASIN | 1995-01-01 |  | _ |  | _ |  |  |  |  | 00--000 | 178341.49 | 941249.22 | 72875 | 443080 |  |  | 0 | 0 |  | 0 | SEE BOATEL CALIFORNIA | 1996-06-24
| BOATEL CALIFORNIA | 24 | 90-0025 | DrainAcres | IB | INFILTRATION BASIN | 1992-04-23 |  | 35-02-04-03 |  | _ |  |  |  |  | 00--000 | 178341.49 | 941249.22 | 72875 | 443080 | 1990-04-05 |  | 0 | 0 |  | 0 | I&M 03/15/90; SOIL BORING INFO SUBMITTED; PC MTG 9/11/89 PC | 1996-06-24
| CHRISTMAS HILL MINOR SUBDVN | 66 | 94-0008 | DrainAcres | IB | INFILTRATION BASIN | 1996-01-01 |  | _ |  | _ |  |  |  |  | 24--G08 | 133666.85 | 953932.7 | 59258 | 446946 | 1994-12-12 |  | 0 | 0 |  | 0 | REVIEW OF 5 LOT SUBDIVISION+FARMSTEAD; ALSO SEE TEC 11/2 | 1996-06-24
| CHRISTMAS HILL MINOR SUBDVN | 67 | 94-0008 | DrainAcres | IB | INFILTRATION BASIN | 1996-01-01 |  | _ |  | _ |  |  |  |  | 24--G08 | 133666.85 | 953932.7 | 59258 | 446946 | 1994-12-12 |  | 0 | 0 |  | 0 | REVIEW OF 5 LOT SUBDIVISION+FARMSTEAD; ALSO SEE TEC 11/2 | 1996-06-24
| DANIELS MINOR SUBDVN | 80 | 92-0024 | DrainAcres | IB | INFILTRATION BASIN | 1994-01-01 |  | _ |  | _ |  |  |  |  | 00--000 | 176182.61 | 931876.12 | 72217 | 440223 |  |  | 0 | 0 |  | 0 | _
| RUNCO BLDG | 276 | OPZ88-1857 | BuiltDate+DrainAcres | IB | INFILTRATION BASIN |  |  | _ |  | _ |  |  |  |  | 00--000 | 167751.09 | 943726.21 | 69647 | 443835 |  |  | 0 | 0 |  | 0 | PC MTG 11/27/89 PC MTG 11/13/89 PC MTG 4/10/89 SEE THRE | 1996-06-24
| LAVENDER ESTS POND 02 | 181 | 01-0001 | None | IB | INFILTRATION BASIN | 2002-01-18 | 3.82 |  | NR ALL FAITH EPISCOPAL CH | HUNTERSVILLE |  | 5 | 21 | 19 | 01--G12 | 230000 | 877000 | 88620.68 | 423496.34 |  |  | 11 | 40 | =X181 | 1 |  | 2006-06-21
| LAVENDER ESTS POND 01 | 180 | 01-0001 | None | IB | INFILTRATION BASIN | 2002-01-18 | 3.48 |  | NR ALL FAITH EPISCOPAL CH | HUNTERSVILLE |  | 5 | 21 | 19 | 01--G12 | 231000 | 877000 | 88925.48 | 423496.34 |  |  | 11 | 42 |  | 1 |  | 2006-06-21
| LAVENDER ESTS POND 04 | 183 | 01-0001 | None | IB | INFILTRATION BASIN | 2002-01-18 | 1.96 |  | NR ALL FAITH EPISCOPAL CH | HUNTERSVILLE |  | 5 | 21 | 19 | 01--G12 | 230000 | 876000 | 88620.68 | 423191.53 |  |  | 11 | 44 |  | 1 |  | 2006-06-21
| LAVENDER ESTS POND 10 | 189 | 01-0001 | None | IB | INFILTRATION BASIN | 2002-01-18 | 4.11 |  | NR ALL FAITH EPISCOPAL CH | HUNTERSVILLE |  | 5 | 21 | 19 | 01--G12 | 230000 | 877000 | 88620.68 | 423496.34 |  |  | 11 | 50 |  | 1 |  | 2006-06-21
| LAVENDER ESTS POND 07 | 186 | 01-0001 | None | IB | INFILTRATION BASIN | 2002-01-18 | 5.49 |  | NR ALL FAITH EPISCOPAL CH | HUNTERSVILLE |  | 5 | 21 | 19 | 01--G12 | 229000 | 876000 | 88315.88 | 423191.53 |  |  | 11 | 50 |  | 1 |  | 2006-06-21
| LAVENDER ESTS POND 03 | 182 | 01-0001 | None | IB | INFILTRATION BASIN | 2002-01-18 | 8.85 |  | NR ALL FAITH EPISCOPAL CH | HUNTERSVILLE |  | 5 | 21 | 19 | 01--G12 | 230000 | 877000 | 88620.68 | 423496.34 |  |  | 11 | 50 |  | 1 |  | 2006-06-21
| LAVENDER ESTS POND 06 | 185 | 01-0001 | None | IB | INFILTRATION BASIN | 2002-01-18 | 4.73 |  | NR ALL FAITH EPISCOPAL CH | HUNTERSVILLE |  | 5 | 21 | 19 | 01--G12 | 229000 | 874000 | 88315.88 | 422581.91 |  |  | 11 | 54 |  | 1 |  | 2006-06-21
| LAVENDER ESTS POND 05 | 184 | 01-0001 | None | IB | INFILTRATION BASIN | 2002-01-18 | 1.16 |  | NR ALL FAITH EPISCOPAL CH | HUNTERSVILLE |  | 5 | 21 | 19 | 01--G12 | 259000 | 877000 | 97459.84 | 423496.28 |  |  | 11 | 58 |  | 1 |  | 2006-06-21
| LAVENDER ESTS POND 09 | 188 | 01-0001 | None | IB | INFILTRATION BASIN | 2002-01-18 | 8.73 |  | NR ALL FAITH EPISCOPAL CH | HUNTERSVILLE |  | 5 | 21 | 19 | 01--G12 | 228000 | 876000 | 88011.09 | 423191.53 |  |  | 11 | 58 |  | 1 |  | 2006-06-21
| HEARTS DESIRE DR BASIN 2 | 129 | 01-0010 | BuiltDate | IB | INFILTRATION BASIN |  | 0.33 | HEARTS DESIRE DR |  |  |  | 5 | 17 | 104 | 02--B11 | 232000 | 886500 | 89230.28 | 426392.02 |  |  | 11 | 62 |  | 1 |  | 2006-06-21
| LAVENDER ESTS POND 08 | 187 | 01-0001 | None | IB | INFILTRATION BASIN | 2002-01-18 | 4.17 |  | NR ALL FAITH EPISCOPAL CH | HUNTERSVILLE |  | 5 | 21 | 19 | 01--G12 | 229000 | 876000 | 88315.88 | 423191.53 |  |  | 11 | 62 |  | 1 |  | 2006-06-21
| HEARTS DESIRE DR BASIN 1 | 128 | 01-0010 | None | IB | INFILTRATION BASIN | 2005-02-07 | 0.75 | HEARTS DESIRE DR |  |  |  | 5 | 17 | 104 | 02--B11 | 231500 | 886400 | 89077.88 | 426361.54 | 2001-05-10 |  | 11 | 65 |  | 1 |  | 2006-06-21
| HEARTS DESIRE DR BASIN 3 | 130 | 01-0010 | BuiltDate | IB | INFILTRATION BASIN |  | 1.08 | HEARTS DESIRE DR |  |  |  | 5 | 17 | 104 | 02--B11 | 232400 | 886800 | 89352.2 | 426483.46 |  |  | 11 | 65 |  | 1 |  | 2006-06-21
| QUEEN ARBOR SUBDVN POND 3 | 263 | 92-0032 | None | IB | INFILTRATION BASIN | 1997-04-03 | 1.18 | _ |  | _ |  |  |  |  | 05--J11 | 206149.37 | 899511.46 | 81351 | 430358 |  |  | 11 | 65 |  | 1 | PC MTG 8/12/91; PC MTG 6/10/91; PC MTG 11/13/90; SENT COMMEN | 2001-10-05
| FIRST PRESBYTERIAN CH | 100 | 95-0010 | None | IB | INFILTRATION BASIN | 1996-04-25 | 3.39 | MD RT 4 |  | CALIFORNIA | 20619 |  |  |  | 18--A01 | 174499.67 | 941498.57 | 71704 | 443156 | 1995-05-12 |  | 16 | 65 |  | 1 | _ | 1996-04-25
| JOHAVAS WITNESS CONGR @ COMBS ESTS LOT 500-4 | 156 | 99-0048 | None | IB | INFILTRATION BASIN | 2003-03-24 | 1.28 |  |  |  |  | 50 | 16 | P/O 334 | 23--G01 | 148000 | 936000 | 63626.84 | 441479.99 |  |  | 16 | 72 |  | 1 |  | 2006-06-21
| WILLOW OAK CTR & CORD CABINET SHOP | 372 | 04-0030 | BuiltDate | IB | INFILTRATION BASIN |  | 0.2 |  |  | CHARLOTTE HALL | 20622 | 4 | 4 | 18+19 |  | 238000 | 864000 | 91059.05 | 419533.88 |  |  | 14 | 76 |  | 1 |  | 2006-06-21
| WILLOW OAK CTR & CORD CABINET SHOP | 370 | 04-0030 | BuiltDate | IB | INFILTRATION BASIN |  | 0.65 |  |  | CHARLOTTE HALL | 20622 | 4 | 4 | 18+19 |  | 238000 | 864000 | 91059.05 | 419533.88 |  |  | 14 | 76 |  | 1 |  | 2006-06-21
| WILLOW OAK CTR & CORD CABINET SHOP | 371 | 04-0030 | BuiltDate | IB | INFILTRATION BASIN |  | 0.67 |  |  | CHARLOTTE HALL | 20622 | 4 | 4 | 18+19 |  | 238000 | 864000 | 91059.05 | 419533.88 |  |  | 14 | 76 |  | 1 |  | 2006-06-21
| SUMMERWOOD SECT 2 SWM BASIN 3 | 328 | 91-0024 | None | IB | INFILTRATION BASIN | 1998-09-01 | 2.23 | FLAT IRON RD OFF STONEY RUN DR |  | GREAT MILLS |  |  |  |  | 24--C06 | 138574.87 | 944851.5 | 60754 | 444178 | 1993-02-23 |  | 11 | 79 |  | 1 |  | 2001-10-05
| PATUXENT PRESBYTERIAN | 240 | 04-0029 | BuiltDate | IB | INFILTRATION BASIN |  | 3 | 23421 KINGSTON CREEK RD |  | CALIFORNIA | 20619 | 34 | 12 | 24+527+633 | 18--A01 | 172000 | 942000 | 70942.09 | 443308.84 |  |  | 16 | 81 |  | 1 |  | 2006-06-21
| FIRST COLONY POND 1 | 97 | 99-0025 | BuiltDate | IB | INFILTRATION BASIN |  | 37.3 | RT 4 & FDR BLVD |  |  |  | 34 | 22+23 | 444+455+456+P/O490+516 | 17--H03 | 170000 | 932000 | 70332.52 | 440260.76 |  |  | 14 | 88 |  | 1 |  | 2006-06-21
| EXPLORATION IV+V+VI | 93 | 97-0018 | BuiltDate | IB | INFILTRATION BASIN |  | 12.8 | THREE NOTCH RD |  | LEXINGTON PARK | 20653 | 43 | 9 | 43 | 18--G07 | 162000 | 952000 | 67894.03 | 446356.88 |  |  | 14 |  |  | 1 |  | 2006-06-21
| RT 5 TO SARATOGA DR | 271 | 90-SF-0006 | BuiltDate | IB+DP | INFILTRATION BASIN+DETENTION POND |  | 3.65 | RT 246 |  | _ | 20000 |  |  |  | 00--000 | 152200.12 | 946898.76 | 64907 | 444802 | 1993-03-02 |  | 0 | 0 |  | 0 | FUNCTIONS AS BOTH DETENTION AN INFILTRATION BASIN DA#9 | 2099-12-31
| WAWA @ HILLS HALFWAY HOUSE | 354 | 01-0012 | None | IB+UGS | INFILTRATION BASIN+UNDERGROUND STORAGE | 2002-02-01 | 0.86 | RT 5 & RT 235 |  |  |  | 13 | 4 | 185 | 04--J06 | 216400 | 881200 | 84475.41 | 424776.52 |  |  | 14 | 93 |  | 1 |  | 2006-06-21
| 84 LUMBER CO | 3 | 90-0008 | BuiltDate+DrainAcres | IB+UGS | INFILTRATION BASIN+UNDERGROUND STORAGE |  |  |  |  | CHARLOTTE HALL |  |  |  |  | 00--000 | 232799.66 | 865001.06 | 89474 | 419839 | 1997-01-01
| 84 LUMBER CO | 4 | 90-0008 | BuiltDate+DrainAcres | IB+UGS | INFILTRATION BASIN+UNDERGROUND STORAGE |  |  |  |  | CHARLOTTE HALL |  |  |  |  | 00--000 | 232799.66 | 865001.06 | 89474 | 419839 | 1997-01-01
| RT 5 TO SARATOGA DR | 272 | 90-SF-0006 | BuiltDate | IT | INFILTRATION TRENCH |  | 0.04 | RT 246 |  | _ | 20000 |  |  |  | 00--000 | 152200.12 | 946898.76 | 64907 | 444802 | 1993-03-02 |  | 0 | 0 |  | 0 | _ | 2099-12-31
| RT 5 TO SARATOGA DR | 273 | 90-SF-0006 | BuiltDate | IT | INFILTRATION TRENCH |  | 0.82 | RT 246 |  | _ | 20000 |  |  |  | 00--000 | 152200.12 | 946898.76 | 64907 | 444802 | 1993-03-02 |  | 0 | 0 |  | 0 | _ | 2099-12-31
| RT 5 TO SARATOGA DR | 274 | 90-SF-0006 | BuiltDate | IT | INFILTRATION TRENCH |  | 2.8 | RT 246 |  | _ | 20000 |  |  |  | 00--000 | 152200.12 | 946898.76 | 64907 | 444802 | 1993-03-02 |  | 0 | 0 |  | 0 | _ | 2099-12-31
| COUNTRY LAKES SECT 5 | 73 | 90-0011 | DrainAcres | IT | INFILTRATION TRENCH | 1995-01-01 |  | _ |  | _ |  |  |  |  | 00--000 | 210001.04 | 860001.11 | 82525 | 418315 |  |  | 0 | 0 |  | 0 | I&M 10/ /89 ALSO INFILTRATION CHECK DAMS PC MTG 2/27/89 | 1996-06-24
| HEAD OF THE BAY ESTS MINOR | 127 | 90-0027 | DrainAcres | IT | INFILTRATION TRENCH | 1991-05-29 |  | 24-22-178 |  | _ |  |  |  |  | 08--K11 | 180899.89 | 881674.05 | 73655 | 424921 | 1990-08-24 |  | 0 | 0 |  | 0 | PC MTG 7/08/91; TEC - 10/18/89; SEE PWA FOR BOND | 1996-06-24
| HILLDRUP MOVING & STORAGE | 141 | 90-0020 | DrainAcres | IT | INFILTRATION TRENCH | 1995-01-01 |  | _ |  | _ |  |  |  |  | 00--000 | 153824.19 | 958548.85 | 65402 | 448353 |  |  | 0 | 0 |  | 0 | I&M 2/10/90; PC MTG 1/22/90 TEC 12/20/89 | 1996-06-24
| MEDLEY NECK SECT 3 | 225 | 91-0021 | DrainAcres | IT | INFILTRATION TRENCH | 1993-06-02 |  |  |  | _ |  | 49 | 01 | 154 | 15--J08 | 154423.9 | 907998.85 | 65585 | 432945 | 1991-02-13 |  | 0 | 0 |  | 0 | _ | 1996-06-24
| MULBERRY SOUTH | 230 | 90-0034 | DrainAcres | IT | INFILTRATION TRENCH | 1993-12-13 |  | _ |  | _ |  |  |  |  | 00--000 | 159325.35 | 901184.72 | 67079 | 430868 |  |  | 0 | 0 |  | 0 | PC 3/12/90 PC MTG 6/25/90; PC MEETING 07/23/90-FINAL APPROV | 1996-06-24
| MULBERRY SOUTH | 229 | 86-0032 | DrainAcres | IT | INFILTRATION TRENCH | 1993-08-05 |  | _ |  | _ |  |  |  |  | 00--000 | 159325.35 | 901184.72 | 67079 | 430868 | 1986-05-15 |  | 0 | 0 |  | 0 | PC MTG 2/26/90 PC MTG 5/8/89 PC MTG 6/12/89 | 1996-06-24
| NORTH INDIAN CREEK ESTS | 236 | 89-0018 | BuiltDate+DrainAcres | IT | INFILTRATION TRENCH |  |  | _ |  | _ |  |  |  |  | 00--000 | 246690.79 | 867307.5 | 93708 | 420542 |  |  | 0 | 0 |  | 0 | I&M 9/22/88 | 1996-06-24
| NORTH INDIAN CREEK ESTS | 232 | 89-0053 | BuiltDate+DrainAcres | IT | INFILTRATION TRENCH |  |  | _ |  | _ |  |  |  | 500-6C | 00--000 | 246690.79 | 867307.5 | 93708 | 420542 |  |  | 0 | 0 |  | 0 | _ | 1996-06-24
| NORTH INDIAN CREEK ESTS | 233 | 89-0059 | BuiltDate+DrainAcres | IT | INFILTRATION TRENCH |  |  | _ |  | _ |  |  |  | 500-6D | 01--A05 | 246690.79 | 867307.5 | 93708 | 420542 |  |  | 0 | 0 |  | 0 | PC MTG 4/10/89 GP REQUIREMENTS SENT 5/3/89 *CHECK 88-1999 | 1996-06-24
| NORTH INDIAN CREEK ESTS | 234 | 89-0061 | BuiltDate+DrainAcres | IT | INFILTRATION TRENCH |  |  | _ |  | _ |  |  |  | 500-6G | 00--000 | 246690.79 | 867307.5 | 93708 | 420542 |  |  | 0 | 0 |  | 0 | I&M 9/22/88; ALSO SEE 88-0200 PC MTG 5/8/89 OLIVER GUYTH | 1996-06-24
| PERSIMMON HILLS | 242 | 91-0004 | BuiltDate+DrainAcres | IT | INFILTRATION TRENCH |  |  | _ |  | _ |  |  |  |  | 00--000 | 219400.62 | 880801.3 | 85390 | 424655 | 1991-04-03 |  | 0 | 0 |  | 0 | I&M 3/11/91; PC MTG 8/13/90; PC MTG 7/22/91; 46 LOT SUBDIVIS | 1996-06-24
| PINEY POINT HARBOR BORROW PIT | 251 | 89-0037 | DrainAcres | IT | INFILTRATION POND | 1991-08-23 |  | _ |  | _ |  |  |  |  | 00--000 | 119450.85 | 934575.99 | 54925 | 441046 | 1989-06-20 |  | 0 | 0 |  | 0 | ALSO GRADING PERMIT 89-21 | 1996-06-24
| SUMMIT HILL SECT 2 | 330 | 91-0037 | DrainAcres | IT | INFILTRATION TRENCH | 1993-10-05 |  | _ |  | _ |  |  |  |  | 00--000 | 242999.75 | 881001.39 | 92583 | 424716 | 1991-09-17 |  | 0 | 0 |  | 0 | I&M 9/10/91; PC MTG 6/24/91 | 1996-06-24
| EDINBOROUGH ESTS SECT 3 | 86 | GP-98-0040 | None | IT | INFILTRATION TRENCH | 1999-07-22 | 3.45 | MAP 4 PARCEL 439 BLOCK 6 | [6 empty] | 01--C07 | 240001.1 | 870001 | 91669 | 421363 | 1998-10-16 |  | 11 | 51 |  | 1 | _ | 2001-03-21
| EDINBOROUGH ESTS SECT 3 | 87 | GP-98-0040 | None | IT | INFILTRATION TRENCH | 1999-07-22 | 6.55 | MAP 4 PARCEL 439 BLOCK 6 | [6 empty] | 01--C07 | 240001.1 | 870001 | 91669 | 421363 | 1998-10-16 |  | 11 | 54 |  | 1 | _ | 2001-03-21
| COMMUNITY BANK OF TRI-COUNTY | 70 | 02-0001 | BuiltDate | IT | INFILTRATION TRENCH |  | 1.49 |  |  | CHARLOTTE HALL |  | 1 | 22 | 45 | 26--K03 | 241800 | 864200 | 92217.29 | 419594.84 |  |  | 14 | 62 |  |  |  | 2006-06-21
| HEWITT SERVICE CTR INLET | 132 | 00-0013 | BuiltDate | IT | INFILTRATION TRENCH |  | 3.6 | 7978 THREE NOTCH RD |  | LEXINGTON PARK | 20653 | 43 | 1 | 238 | 23--C05 | 167000 | 946000 | 69418.06 | 444528.06 |  |  | 14 | 90 |  | 1 |  | 2006-06-21
| PERSIMMON HILLS | 243 | 91-0004 | None | IT | INFILTRATION TRENCH | 1999-10-30 | 9.7 | SEMINARY RD | [6 empty] | 04--J05 | 219400.62 | 880801.3 | 85390 | 424655 | 1991-04-03 |  | 11 | 90 |  | 1 | _ | 2001-03-21
| ST MARYS RYKEN FINE ARTS CTR | 323 | 99-0042 | None | IT | INFILTRATION TRENCH | 2001-09-17 | 1.7 | 22660 CAMP CALVERT RD |  | LEONARDTOWN | 20650 | 41 | 7 | 7 |  | 164815 | 908395 | 68752.22 | 433065.75 | 1999-07-15 |  | 8211 | 98 |  | 1 |  | 2006-06-21
| WILDEWOOD PROF PK BLDG 4 | 367 | 01-0007 | None | IT | INFILTRATION TRENCH | 2002-01-25 | [5 empty] | 34 | 9 | 576 | 17--F01 | 174800 | 927920 | 71795.59 | 439017.14 | [5 empty] | 1 |  | 2006-06-21
| TRUE VALUE HARDWARE | 339 | 89-0058 | BuiltDate+DrainAcres | OGS | OIL_GRIT SEPARATOR_WQ INLET |  |  | 25470 POINT LOOKOUT RD |  | LEONARDTOWN | 20653 |  |  |  | 00--000 | 165910.07 | 907992.27 | 69086 | 432943 |  |  | 0 | 0 |  | 0 | I&M 5/4/89; PARKING LOT STORAGE; BOND PIPES+INLETS PC MTG | 1996-06-24
| BOSSE MANOR 08-06-46 | 28 | 93-0010 | BMP type+DrainAcres | OTH | OTHER | 1993-02-24 |  | _ |  | _ |  |  |  |  | 04--C01 | 227399.34 | 869600.76 | 87828 | 421241 |  |  | 0 | 0 |  | 0 | REVIEW OF 7 LOT SUBDIVISION; SENT PWA REQUIREMENTS 10/26/92 | 1996-06-24
| DAKOTA PLACE | 79 | 90-0010 | BMP type+DrainAcres | OTH | OTHER | 1993-10-22 |  | _ |  | _ |  |  |  |  | 00--000 | 151999.99 | 947699.27 | 64846 | 445046 | 1989-10-24 |  | 0 | 0 |  | 0 | PARCEL 10 - PC CONCEPT PLAN APPROVAL 6/12/89 PC MTG 9/25/89 | 1996-06-24
| JAYARAMEN MEDICAL BLDG | 155 | 90-0006 | BMP type+DrainAcres | OTH | OTHER | 1993-01-01 |  | 09-13-319 |  | MECHANICSVILLE |  |  |  |  | 00--000 | 221398.65 | 874400.55 | 85999 | 422704 |  |  | 0 | 0 |  | 0 | PC MTG 7/24/89 JOINT-USE I&M AGREEMENT REQUIRED | 1996-06-24
| LANDINGS AT PINEY POINT | 165 | 94-0012 | BMP type+DrainAcres | OTH | OTHER | 1994-10-26 |  | _ |  | _ |  |  |  |  | 27--G04 | 117400.33 | 933499.87 | 54300 | 440718 | 1994-01-31 |  | 0 | 0 |  | 0 | _ | 1996-06-24
| PINE LAKE SUBDVN | 248 | 95-0009 | BMP type+BuiltDate+DrainAcres | OTH | OTHER |  |  | 50-14-142 |  | _ |  |  |  |  | 00--000 | 149998.45 | 930501.51 | 64236 | 439804 |  |  | 0 | 0 |  | 0 | _
| PYLES ESTS LOTS 1 & 2 | 258 | 89-0027 | BMP type+BuiltDate+DrainAcres | OTH | OTHER |  |  | 10-02-252 |  | _ |  |  |  |  | 05--F01 | 197248.58 | 916699.33 | 78638 | 435597 |  |  | 0 | 0 |  | 0 | LOTS 1+2 | 1996-06-24
| RT 235 KINNEY SHOES AREA 2 | 269 | 88-0008 | BMP type+BuiltDate+DrainAcres | OTH | OTHER |  |  | _ |  | _ |  |  |  |  | 00--000 | 160451.38 | 954375.68 | 67422 | 447081 |  |  | 0 | 0 |  | 0 | _ | 1996-06-24
| SAN SOUCI PLZ PH 4 SWM | 281 | 89-0048 | BMP type+DrainAcres | OTH | OTHER | 1991-06-05 |  | _ |  | _ |  |  |  |  | 00--000 | 166373.18 | 947794.4 | 69227 | 445075 | 1989-04-11 |  | 0 | 0 |  | 0 | I&M 4/4/89 SEE COMMENT LETTER 10/20/88 | 1996-06-24
| SOUTHERN PINES | 291 | 95-0012 | BMP type+BuiltDate+DrainAcres | OTH | OTHER |  |  | _ |  | _ |  |  |  |  | 19--E11 | 154998.79 | 969998.81 | 65760 | 451843 |  |  | 0 | 0 |  | 0 | _
| ST MARY'S PROFESSIONAL BLDG | 322 | 91-0023 | BMP type+DrainAcres | OTH | OTHER | 1993-06-01 |  | 44150 AIRPORT VIEW DR |  | CALIFORNIA |  |  |  |  | 00--000 | 177061.81 | 926794.24 | 72485 | 438674 | 1991-07-02 |  | 0 | 0 |  | 0 | I&M 7/01/91 | 1996-06-24
| WAL-MART STORES INC | 347 | 93-0013 | BMP type+BuiltDate+DrainAcres | OTH | OTHER |  |  | _ |  | _ |  |  |  |  | 00--000 | 167498.47 | 943499.84 | 69570 | 443766 |  |  | 0 | 0 |  | 0 | _
| DEER CROSSING SUBDVN | 82 | 01-0014 | BMP type | OTH | OTHER | 2002-06-14 | 4.5 |  |  |  |  | 8 | 11 | 311 | 04--C02 | 225000 | 869000 | 87096.68 | 421057.89 |  |  | 11 | 62 |  |  |  | 2006-06-21
| FIRST COLONY CTR | 96 | 99-0025 | BMP type+BuiltDate | OTH | OTHER |  | 13.18 | RT 4 & RT 235 |  | CALIFORNIA |  | 34 | 22+23 | 455 | 17--H04 | 171600 | 937700 | 70820.18 | 441998.16 |  |  | 1542 | 94 |  | 1 |  | 2006-06-21
| MECHANICSVILLE COMM CTR | 223 | 05--16 | BMP type+BuiltDate+DrainAcres | OTH | OTHER |  |  | 38576-38592 BRETT WAY |  | MECHANICSVILLE | 20659 | 09 | 07 | 78 | 04--E03 | 222774.91 | 873506.87 | 86418.5 | 422431.6 | [7 empty] | 2006-09-06
| HEWITT SERVICE CTR INLET 10 | 134 | 00-0013 | BuiltDate | SC | STORMCEPTOR |  | 1.33 | RT 235 & CHANCELLORS RUN RD |  |  |  | 43 | 1 | 238 | 18--C05 | 167000 | 945600 | 69418.06 | 444406.14 |  |  |  | 98 |  | 1 |  | 2006-06-21
| HEWITT SERVICE CTR INLET 04 | 133 | 00-0013 | BuiltDate | SC | STORMCEPTOR |  | 1.65 | RT 235 & CHANCELLORS RUN RD |  |  |  | 43 | 1 | 238 | 18--C05 | 167000 | 945600 | 69418.06 | 444406.14 |  |  |  | 98 | =X359 | 1 |  | 2006-06-21
| COUNTY WIDE POOL | 77 | 02-0036 | None | SF | SAND FILTER | 2003-12-16 | 0.48 | RT 235 & NEW VILLAGE MARKET RD | W OF 235 & N OF NVM RD |  |  | 4 | 22 | 454 | 01--A12 | 230000 | 866000 | 88620.67 | 420143.48 |  |  |  | 57 |  | 1 |  | 2006-06-21
| WICOMICO MAINTENANCE BLDG | 364 | 01-0019 | None | SF | SAND FILTER | 2001-10-31 | 1.59 | AVIATION YACHT CLUB RD |  | CHAPTICO |  | 16 | 9 | 52 | 02--K07 | 197700 | 843700 | 78775.63 | 413346.4 |  |  | 14 | 82 |  | 1 |  | 2006-06-21
| OBRIEN REALTY OFC BLDG LOTS 1+7+8 | 237 | 02-0045 | BuiltDate | SF | SAND FILTER |  | 2.55 | 22876 THREE NOTCH RD |  | LEXINGTON PARK | 20653 | 35A | 24 | 1 | 18--A04 | 168170 | 943590 | 69774.69 | 443793.48 |  |  | 14 | 84 |  | 1 |  | 2006-06-21
| AIRPORT HANGAR EXPANSION | 9 | 04-0024 | BuiltDate | SF | SAND FILTER |  | 5.057 | AIRPORT RD | AT END OF |  |  | 34 | 7 | 151 | 17--D01 | 175750 | 930000 | 72085.15 | 439651.14 |  |  | 15 | 84 |  | 1 |  | 2006-06-21
| BOOKKEEPING BY BLANCHE | 27 | 04-0001 | BuiltDate | SF | SAND FILTER |  | 0.16 | 22402 CHANCELLORS RUN RD |  | GREAT MILLS | 20634 | 43 | 7 | 27 | 18--C06 | 164200 | 945300 | 68564.61 | 444314.7 |  |  | 16 | 86 |  | 1 |  | 2006-06-21
| ST MATTHEWS FREE GOSPEL CH | 324 | 10--C12 | None | SF | SAND FILTER | 2004-01-30 | 0.21 | 23765 HOLLYWOOD RD |  | LEONARDTOWN | 20650 | 32 | 6 | 8+10 | 10--C12 | 178300 | 907600 | 72862.47 | 432823.44 |  |  | 16 | 87 |  | 1 |  | 2006-06-21
| CHANEY PHYSICAL THERAPY | 54 | 03-0011 | None | SF | SAND FILTER | 2003-10-01 | 0.24 | 26045 SOTTERLY RD |  | HOLLYWOOD | 20636 | 21 | 7 | 57 | 11--D01 | 200000 | 929500 | 79476.61 | 439498.75 |  |  | 11 | 87 |  | 1 |  | 2006-06-21
| ST MARYS IND/BUS CTR LOTS 13+14+17 | 320 | 04-0026 | BuiltDate | SF | SAND FILTER |  | 2.52 |  | ST MARYS IND PARK | HOLLYWOOD |  | 34 | 1 | 548 | 11--C13 | 177500 | 926500 | 72618.56 | 438584.31 |  |  | 14 | 90 |  | 1 |  | 2006-06-21
| BREEZY ACRES SUBDVN | 29 | 05-0009 | BuiltDate | SF | SAND FILTER |  | 3.98 | RT 234 & LONG RD |  |  |  | 24 | 19 | 74 | 08--E10&D10&D11 | 182595 | 873307 | 74171.69 | 422370.65 |  |  | 11 | 94 |  | 1 |  | 2006-06-21
| IAMs WILLIAM W WINPISINGER ED & TECH CTR | 153 | 01-0015 | None | SF | SAND FILTER | 2002-04-23 | 0.12 | 24494 PLACID HARBOR WAY |  | HOLLYWOOD | 20636 | 27 | 18 | 157 | 11--K09 | 185000 | 940000 | 74904.54 | 442699.23 |  |  |  | 98 |  | 1 |  | 2006-06-21
| 84 LUMBER | 2 | 03-0015 | None | SF | SAND FILTER | 2004-06-01 | 0.16 | NEW MARKET RD & TURNER RD |  | MECHANICSVILLE |  | 4 |  | 320 | 00--000 | 232690 | 864720 | 89440.57 | 419753.33 |  |  | 14 | 98 |  | 1 |  | 2006-06-21
| ST GEORGE PIER FAC 1 | 304 | 03-0018 | BuiltDate | SF | SAND FILTER |  | 0.34 | 17180 PINEY POINT RD |  | PINEY POINT |  | 65 | 18 | 221 | 28--A06 | 111395 | 943246 | 52469.52 | 443688.66 |  |  | 12 |  |  | 1 |  | 2006-06-21
| ST GEORGE PIER FAC 2 | 305 | 03-0018 | BuiltDate | SF | SAND FILTER |  | 1 | 17180 PINEY POINT RD |  | PINEY POINT |  | 65 | 18 | 221 | 28--A06 | 111395 | 943246 | 52469.52 | 443688.66 |  |  | 12 |  |  | 1 |  | 2006-06-21
| ST MARYS AIRPORT | 307 | 02-0031 | BuiltDate | SF+FOREBAY | SAND FILTER+FOREBAY |  | 3.45 | AIRPORT RD |  | CALIFORNIA | 20619 | 34 | 8 | 299 | 17--D01 | 175000 | 928000 | 71856.55 | 439041.53 |  |  | 15 | 69 |  | 1 |  | 2006-06-21
[7 empty] | MEDIAN | 0.74
| AVENMAR WETLAND MITIGATION | 13 | 94-0002 | DrainAcres | SM | SHALLOW MARSH | 1997-01-01 |  | _ |  | _ |  |  |  |  | 00--000 | 164748.53 | 898786.48 | 68732 | 430137 |  |  | 0 | 0 |  | 0 | _
| ST WINIFRED'S ESTS | 325 | 95-0013 | BuiltDate+DrainAcres | SM | SHALLOW MARSH |  |  | _ |  | _ |  |  |  |  | 14--E05 | 170000.82 | 873498.44 | 70333 | 422429 |  |  | 0 | 0 |  | 0 | _
| CALLAWAY MARKET PLACE | 40 | 00-0023 | DrainAcres | SM | SHALLOW MARSH | 2001-10-17 |  | SR-5 & SR-249 | [7 empty] | 147826.66 | 937102.37 | 63574 | 441816
| CALLAWAY VILLAGE | 42 | 99-0050 | BuiltDate+DrainAcres | SM | SHALLOW MARSH |  |  | SR-5 & SR-249 |  | CALLAWAY |  |  |  |  | 00--000 | 147826.66 | 937102.37 | 63574 | 441816 | [6 empty] | OPEN
| CALLAWAY VILLAGE | 43 | 99-0050 | BuiltDate+DrainAcres | SM | SHALLOW MARSH | [9 empty] | 00--000 | 147826.66 | 937102.37 | 63574 | 441816 | [6 empty] | OPEN
| SYCAMORE HOLLOW OF WILDEWOOD | 333 | 92-0031 | BuiltDate+DrainAcres | SW | GRASS SWALE |  |  | _ |  | _ |  |  |  |  | 00--000 | 169801.39 | 928398.54 | 70272 | 439163 |  |  | 0 | 0 |  | 0 | PC MTG 03/09/92 | 1996-06-24
| WILDEWOOD TECH PK LOTS 12 & 13 | 369 | 89-0057 | BuiltDate+DrainAcres | SW | GRASS SWALE |  |  | _ |  | _ |  |  |  |  | 00--000 | 173498.9 | 931000.16 | 71399 | 439956 | 1989-05-04 |  | 0 | 0 |  | 0 | PC MTG 4/10/89 ISSUED GP 4/27/89 | 1996-06-24
| TARLETON TOWER | 334 | 03-0004 | BuiltDate | SW | DRY SWALE |  | 0.5 | 23324 SHADY MILE DR |  | CALIFORNIA | 20619 | 34 | 18 | 83 | 18--B02 | 173000 | 944500 | 71246.89 | 444070.86 |  |  | 43 | 58 |  | 1 |  | 2006-06-21
| SPRINT PCS @ HIRSHBERG SITE | 300 | 03-0009 | None | SW | DRY SWALE | 2003-12-04 | 0.39 | 26835 MARY DIXON RD |  | MECHANICSVILLE | 20659 | 14 |  | 17 |  | 207714 | 890934 | 81827.91 | 427743.52 |  |  | 21 | 86 |  | 1 |  | 2006-06-21
| SPRINT PCS @ NEW MONOPOLE ON BURCH FARM | 301 | 02-0028 | None | SW | DRY SWALE | 2003-12-04 | 0.1 | LOCUST GROVE FARM LN |  | HOLLYWOOD |  | 20 | 16 | 90 |  | 198000 | 917750 | 78867.03 | 435917.25 |  |  | 20 | 98 |  | 1 |  | 2006-06-21
| SASSCER | 283 | 02-0043 | BuiltDate | SW | DRY SWALE |  | 0.36 | 48165 PARK HALL RD |  | PARK HALL | 20667 | 59 |  | 309 |  | 139520 | 970000 | 61042.01 | 451843.38 |  |  | 14 |  |  | 1 |  | 2006-06-21
| FOREST LAKE SUBDVN | 103 | 97-0002 | DrainAcres | SW+CD | GRASS SWALE WITH CHECK DAM | 1999-01-01 |  | _ |  | _ |  |  |  |  | 10--E02 | 198498.54 | 911000.66 | 79019 | 433860 |  |  | 0 | 0 |  | 0 | CHECK DAM
NO | BLAIR RETAIL CTR | 22 | 96-0001 | None | UGS | UNDERGROUND STORAGE | 1998-01-01 | 1.7 | _ |  | _ |  |  |  |  | 18--A04 | 157898.82 | 941761.05 | 66644 | 443236 |  |  | 0 | 0 |  | 0 | STANDARD SITE PLAN W/ UNDERGROUND SWM PROPOSED FOR CONSTRUCT | 1996-06-24
NO | LEXINGTON PK MOTORS | 203 | 96-0033 | None | UGS | UNDERGROUND STORAGE | 1998-01-20 | 2.3 | MD RT 235 |  | LEXINGTON PARK |  |  |  |  | 18--G07 | 127640.2 | 975930.35 | 57421 | 453651 | 1996-11-15 |  | 14 | 0 |  | 1 | _ | 1998-05-20
NO | SHEETZ | 288 | 89-0031 | DrainAcres | UGS | UNDERGROUND STORAGE | 1991-03-28 |  | SR-235 & SR-237 (CHANCELLORS RUN RD) |  | _ |  |  |  |  | 00--000 | 167052.29 | 945376.45 | 69434 | 444338 | 1989-04-25 |  | 0 | 0 |  | 0 | I&M 4/14/89 PC 11/13/90 RETAIL+OFFICE SPACE | 1996-06-24
NO | CHOPTICON HS | 62 | 97-0028 | None | UGS | UNDERGROUND STORAGE | 2001-06-11 | 4.9 | RT 242 |  | MORGANZA | 20650 | 24/18 |  | 68/112 | 09--A05 | 190000 | 890000 | 76428.69 | 427458.82 | 1997-06-01 |  | 16 | 67 |  | 1 |  | 2006-06-21
NO | TIPPETT PROPERTY | 337 | 00-0031 | BuiltDate | UGS | UNDERGROUND STORAGE |  | 0.33 | 28929 THREE NOTCH RD |  | MECHANICSVILLE | 20659 | 4 | 23 | 35 | 01--B13 | 229400 | 866500 | 88437.79 | 420295.88 |  |  | 14 | 76 |  | 1 |  | 2006-06-21
NO | HAYDEN'S AUTO SUPPLY | 125 | 97-0015 | DrainAcres | UGS | UNDERGROUND STORAGE | 1998-01-12 |  | _ |  | LEXINGTON PARK | 20653 |  |  |  | 18--B05 | 197117.33 | 913179.08 | 78598 | 434524 | 1997-01-23 |  | 0 | 85 |  | 1 | _ | 1998-05-20
NO | LEXINGTON PARK ES POND 2 | 198 | 01-0011 | None | UGS | UNDERGROUND STORAGE | 2004-01-06 | 2.04 | 46763 S SHANGRI-LA DR |  | LEXINGTON PARK | 20653 | 51 |  | 202 | 18--H10 | 159000 | 956000 | 66979.61 | 447576.1 |  |  | 16 | 93 |  | 1 |  | 2006-06-21
NO | EPIC CENTER OFC BLDG | 88 | 00-0010 | None | UGS | UNDERGROUND STORAGE | 2003-10-01 | 2.6 | RT 235 |  | LEXINGTON PARK | 20653 | 43 | 2 | 223 | 18--D05 | 164838 | 949902 | 68759.07 | 445717.4 |  |  | 14 | 93 |  | 1 |  | 2006-06-21
NO | WAWA @ ST ANDREWS CHURCH RD BASIN 2 | 358 | 03-0005 | BuiltDate | UGS | UNDERGROUND STORAGE |  | 0.771 | 23141 THREE NOTCH RD |  | CALIFORNIA | 20619 | 34 |  | 56 | 17--J03 | 171000 | 938000 | 70637.3 | 442089.61 |  |  | 14 | 94 |  | 1 |  | 2006-06-21
NO | WAWA @ ST ANDREWS CHURCH RD BASIN 1 | 357 | 03-0005 | BuiltDate | UGS | UNDERGROUND STORAGE |  | 0.963 | 23141 THREE NOTCH RD |  | CALIFORNIA | 20619 | 34 |  | 56 | 17--J03 | 171000 | 938000 | 70637.3 | 442089.61 |  |  | 14 | 94 |  | 1 |  | 2006-06-21
NO | AAMCO TRANSMISSION CTR & BURCHMART CAR WASH | 6 | 00-0028 | None | UGS | UNDERGROUND STORAGE | 2002-05-13 | 1.12 |  |  | HOLLYWOOD | 20636 | 43 | 2 | 411 | 18--D05 | 166700 | 948700 | 69326.62 | 445351.03 |  |  | 14 | 96 |  |  |  | 2006-06-21
NO | WAWA @ CHARLOTTE HALL BASIN A | 350 | 02-0017 | None | UGS | UNDERGROUND STORAGE | 2003-03-31 | 3.3 | 30320 THREE NOTCH RD |  |  |  | 1 | 16 | 44 | 26--K03 | 243500 | 859700 | 92735.43 | 418223.22 |  |  | 14 | 74/98 | 98 | 1 |  | 2006-06-21
NO | WAWA @ CHARLOTTE HALL BASIN B | 351 | 02-0017 | None | UGS | UNDERGROUND STORAGE | 2003-03-31 | 3.3 | 30320 THREE NOTCH RD |  |  |  | 1 | 16 | 44 | 26--K03 | 243500 | 859700 | 92735.43 | 418223.22 |  |  | 14 | 74/98 | 98 | 1 |  | 2006-06-21
NO | WAWA @ CHARLOTTE HALL BASIN B | 352 | 02-0017 | None | UGS | UNDERGROUND STORAGE | 2003-03-31 | 3.3 | 30320 THREE NOTCH RD |  |  |  | 1 | 16 | 44 | 26--K03 | 243500 | 859700 | 92735.43 | 418223.22 |  |  | 14 | 74/98 | 98 | 1 |  | 2006-06-21
| BRETON BAY LANDINGS FAC 1 | 31 | 95-0004 | None | WP | WET POND | 1998-01-01 | 1.4 | _ |  | _ |  |  |  |  | 15--F10 | 155998.47 | 893999.88 | 66065 | 428678 | 1994-12-23 |  | 0 | 0 |  | 0 | PC MTG 9/26/94; REVIEW OF 9 LOT SUBDIVISION; REC'D RECORD PL | 1996-06-24
| BRETON BAY LANDINGS FAC 2 | 32 | 95-0004 | None | WP | WET POND | 1998-01-01 | 1.4 | _ |  | _ |  |  |  |  | 15--F10 | 155998.47 | 893999.88 | 66065 | 428678 | 1994-12-23 |  | 0 | 0 |  | 0 | PC MTG 9/26/94; REVIEW OF 9 LOT SUBDIVISION; REC'D RECORD PL | 1996-06-24
| BRETON BAY LANDINGS FAC 3 | 33 | 95-0004 | None | WP | WET POND | 1998-01-01 | 1.4 | _ |  | _ |  |  |  |  | 15--F10 | 155998.47 | 893999.88 | 66065 | 428678 | 1994-12-23 |  | 0 | 0 |  | 0 | PC MTG 9/26/94; REVIEW OF 9 LOT SUBDIVISION; REC'D RECORD PL | 1996-06-24
| BRETON BAY LANDINGS FAC 4 | 34 | 95-0004 | None | WP | WET POND | 1998-01-01 | 1.4 | _ |  | _ |  |  |  |  | 15--F10 | 155998.47 | 893999.88 | 66065 | 428678 | 1994-12-23 |  | 0 | 0 |  | 0 | PC MTG 9/26/94; REVIEW OF 9 LOT SUBDIVISION; REC'D RECORD PL | 1996-06-24
| ABELL'S FRIENDSHIP | 7 | 84-0031 | DrainAcres | WP | WET POND | 1987-01-01 |  | RT 235 |  | _ |  |  |  |  | 00--000 | 180316.31 | 920167.11 | 73477 | 436654 | 1984-07-05 |  | 0 | 0 |  | 0 | _ | 1996-06-24
| ABELL'S RUN | 8 | 90-0023 | DrainAcres | WP | WET POND | 1991-03-12 |  | _ |  | _ |  |  |  |  | 10--J11 | 180500.03 | 919701.25 | 73533 | 436512 | 1990-04-02 |  | 0 | 0 |  | 0 | I&M 4/02/90; I&M 3/02/93; COMMENTS 5/2/89; SWM COMMENTS 10/0 | 1996-06-24
| BAY RIDGE ESTS | 17 | 90-0037 | DrainAcres | WP | WET POND | 1994-01-01 |  | UTILITY RD |  | _ |  |  |  |  | 00--000 | 147498.71 | 947000.45 | 63474 | 444833 | 1991-02-20 |  | 0 | 0 |  | 0 | _ | 1996-06-24
| BAY RIDGE ESTS SECT 1 | 20 | 90-0015 | DrainAcres | WP | WET POND | 1992-11-24 |  | _ |  | _ |  |  |  |  | 00--000 | 147498.71 | 947000.45 | 63474 | 444833 | 1989-12-21 |  | 0 | 0 |  | 0 | I&M 12/06/89; SWM COMMENTS 10/03/89 PC 5/28/91; PC MTG 10/2 | 1996-06-24
| BRETON BAY GOLF & COUNTRY CLUB | 30 | 90-0014 | DrainAcres | WP | WET POND | 1991-05-24 |  | _ |  | _ |  |  |  |  | 15--F09 | 159180.87 | 893248.59 | 67035 | 428449 | 1989-11-28 |  | 0 | 0 |  | 0 | PC 5/13/91 PC MTG 8/28/89 PC MTG 11/13/89 GP RQMT SENT 11 | 1996-06-24
| BRETON BAY PUD 40-19-203 | 35 | 89-0006 | DrainAcres | WP | WET POND | 1994-01-01 |  | _ |  | _ |  |  |  |  | 15--D10 | 157425.61 | 892700.7 | 66500 | 428282 |  |  | 0 | 0 |  | 0 | TOWNHOUSES GP 89-06 SWM GP 89-05 | 1996-06-24
| CHANCELLOR'S RUN APT | 50 | 88-0044 | DrainAcres | WP | WET POND | 1994-01-01 |  | 45882 CHANCELLORS RUN CT |  | GREAT MILLS |  |  |  |  | 00--000 | 153000.63 | 947000.46 | 65151 | 444833 |  |  | 0 | 0 |  | 0 | SWM PROVIDED WITH CHANCELLORS VILLAGE PRIOR TO SITE PLAN AP | 1996-06-24
| CHANCELLOR'S RUN ESTS | 51 | 86-0001 | DrainAcres | WP | WET POND | 1993-12-16 |  | _ |  | _ |  |  |  |  | 00--000 | 153000.63 | 947000.46 | 65151 | 444833 | 1985-11-26 |  | 0 | 0 |  | 0 | I&M 12/10/85 | 1996-06-24
| CHANCELLORS VILLAGE | 53 | 89-0046 | DrainAcres | WP | WET POND | 1991-11-25 |  | _ |  | _ |  |  |  |  | 18--C11 | 153118.73 | 945202.59 | 65187 | 444285 | 1989-06-05 |  | 0 | 0 |  | 0 | I&M 4/25/89 PWA 4/24/89 FOR $373500 ALSO SEE PWA ON FOXC | 1996-06-24
| COLUMBIA COMMONS 1 43-21-519 | 68 | 89-0039 | DrainAcres | WP | WET POND | 1991-06-28 |  | _ |  | _ |  |  |  |  | 00--000 | 156301.15 | 951698.55 | 66157 | 446265 | 1989-07-05 |  | 0 | 0 |  | 0 | _ | 1996-06-24
| EXPLORATION | 92 | 96-0029 | DrainAcres | WP | WET POND | 1998-01-01 |  | _ |  | _ |  |  |  |  | 18--F07 | 163000.54 | 952000.38 | 68199 | 446357 |  |  | 0 | 0 |  | 0 | _
| FLOWERS OF THE FOREST | 101 | 87-0001 | DrainAcres | WP | WET POND | 1992-02-27 |  | _ |  | _ |  |  |  |  | 24--J01 | 149729.73 | 956557.4 | 64154 | 447746 | 1991-06-06 |  | 0 | 0 |  | 0 | REC'D SCS PLANS 12/5/89 | 1996-06-24
| GREAT MILLS CTR PH 2 | 111 | 87-0039 | DrainAcres | WP | WET POND | 1995-01-01 |  | _ |  | _ |  |  |  |  | 00--000 | 156324.13 | 954474.1 | 66164 | 447111 |  |  | 0 | 0 |  | 0 | _ | 1996-06-24
| GREAT MILLS CTR PH 2 | 112 | 87-0039 | DrainAcres | WP | WET POND | 1995-01-01 |  | _ |  | _ |  |  |  |  | 00--000 | 156324.13 | 954474.1 | 66164 | 447111 |  |  | 0 | 0 |  | 0 | _ | 1996-06-24
| GREENVIEW BUS PK | 118 | 87-0042 | DrainAcres | WP | WET POND | 1991-01-21 |  | CHANCELLORS RUN RD |  | _ |  |  |  |  | 00--000 | 161825.97 | 945061.5 | 67841 | 444242 |  |  | 0 | 0 |  | 0 | FOR SWM SEE GP# 87-41 | 1996-06-24
| GREENVIEW WEST | 119 | 96-0006 | DrainAcres | WP | WET POND | 1998-01-01 |  | 43-07-510 |  | _ |  |  |  |  | 18--B07 | 163049.71 | 944451.27 | 68214 | 444056 |  |  | 0 | 0 |  | 0 | _
| HAYDEN'S GREEN GREENVIEW WEST PUD | 126 | OPZ87-0277 | DrainAcres | WP | WET POND | 1998-01-01 |  | _ |  | _ |  |  |  |  | 18--B01 | 162600.27 | 948998.46 | 68077 | 445442 |  |  | 0 | 0 |  | 0 | PC MTG 1/22/90 CHANGED ENGINEER+REDESIGNED ACCESS UNACCE | 1996-06-24
| LANDINGS AT PINEY POINT SWM | 166 | 89-0021 | DrainAcres | WP | WET POND | 1993-12-15 |  | _ |  | _ |  |  |  |  | 00--000 | 118423.95 | 933650.8 | 54612 | 440764 | 1989-06-20 |  | 0 | 0 |  | 0 | I&M 4/27/89 | 1996-06-24
| LAUREL GLEN SHOPPING CTR | 174 | 89-0064 | DrainAcres | WP | WET POND | 1992-06-01 |  | _ |  | _ |  |  |  |  | 18--A04 | 168600.79 | 941698.7 | 69906 | 443217 | 1989-10-11 |  | 0 | 0 |  | 0 | I&M 8/31/89 ALSO SEE ALLSTON 89-0676; BROWN 89-0677 PC MTG | 1996-06-24
| LAUREL RIDGE SECT 3 | 175 | OPZ85-0694 | DrainAcres | WP | WET POND | 1989-01-01 |  | 05-08-271 |  | _ |  |  |  |  | 01--F10 | 235650.67 | 874774.53 | 90343 | 422818 |  |  | 0 | 0 |  | 0 | PC MTG 11/27/89 TEC MTG 3/15/89 | 1996-06-24
| LAUREL RIDGE SECT 3A | 176 | 85-0694 | DrainAcres | WP | WET POND | 1989-01-01 |  | _ |  | _ |  |  |  |  | 00--000 | 235650.67 | 874774.53 | 90343 | 422818 |  |  | 0 | 0 |  | 0 | PC MTG 10/22/90 RD PLANS APPROVED 5/2/89; PWA SENT 5/4/89 | 1996-06-24
| LAUREL RIDGE SWM | 179 | 88-0023 | DrainAcres | WP | WET POND | 1994-01-01 |  | _ |  | _ |  |  |  |  | 00--000 | 235650.67 | 874774.53 | 90343 | 422818 |  |  | 0 | 0 |  | 0 | _ | 1996-06-24
| LEONARDTOWN CTR | 192 | SNO-3215 | BuiltDate+DrainAcres | WP | WET POND |  |  | 32-15-379 |  | LEONARDTOWN |  |  |  |  | 15--G03 | 172235.37 | 897188.74 | 71014 | 429650 |  |  | 0 | 0 |  | 0 | I&M 8/29/88; PC APPROVAL FOR PHASE 1 CONTINGENT ON APP FROM | 1996-06-24
| LEXINGTON PK CORP CTR | 202 | 96-0014 | DrainAcres | WP | WET POND | 1999-01-01 |  | _ |  | _ |  |  |  |  | 18--G07 | 159998.63 | 954500.35 | 67284 | 447119 |  |  | 0 | 0 |  | 0 | _
| NORTH INDIAN CREEK ESTS-COUNTYLINE MINI STORAGE | 235 | OPZ89-1215 | DrainAcres | WP | WET POND | 1994-01-01 |  | _ |  | _ |  |  |  | 500-6H | 00--000 | 246690.79 | 867307.5 | 93708 | 420542 |  |  | 0 | 0 |  | 0 | PC 9/11/89 | 1996-06-24
| SANNERS LAKE POND | 282 | NA | BuiltDate+DrainAcres | WP | WET POND |  |  | _ |  | _ |  |  |  |  | 00--000 | 153000.66 | 950999.75 | 65151 | 446052 |  |  | 0 | 0 |  | 0 | _
| SHANNON RUN | 286 | 96-0013 | BuiltDate+DrainAcres | WP | WET POND |  |  | _ |  | _ |  |  |  |  | 04--D08 | 211999 | 870998.42 | 83134 | 421667 |  |  | 0 | 0 |  | 0 | _
| SPRING VALLEY APT | 297 | 91-0028 | DrainAcres | WP | WET POND | 1991-10-08 |  | _ |  | _ |  |  |  |  | 00--000 | 160211.86 | 951009.58 | 67349 | 446055 |  |  | 0 | 0 |  | 0 | SEE GP 92-10 ALSO | 1996-06-24
| SPRING VALLEY CONDOS | 298 | 92-0010 | DrainAcres | WP | WET POND | 1993-02-03 |  | _ |  | _ |  |  |  |  | 00--000 | 160211.86 | 951009.58 | 67349 | 446055 | 1991-12-02 |  | 0 | 0 |  | 0 | I&M 10/17/91; PC MTG 2/27/89 PC MTG 11/27/89 AIZZARD STE | 1996-06-24
| ST GEORGE'S HUNDRED | 306 | 90-0002 | BuiltDate+DrainAcres | WP | WET POND |  |  | _ |  | _ |  |  |  |  | 18--D08 | 160500.54 | 947200.58 | 67437 | 444894 | 1990-05-21 |  | 0 | 0 |  | 0 | PC MTG 3/27/89 GP REQUIREMENTS SENT 9/8/89 SWM CONVERTED T | 1996-06-24
| TOSCA SWM BASIN 1 | 338 | 89-0028 | BuiltDate+DrainAcres | WP | WET POND |  |  | _ |  | _ |  |  |  |  | 00--000 | 154299.84 | 948201.23 | 65547 | 445199 |  |  | 0 | 0 |  | 0 | I&M 11/23/88 | 1996-06-24
| WHALER'S CREEK RUN SECT 1 | 363 | 90-0030 | DrainAcres | WP | WET POND | 1993-10-05 |  | 52-13-430 |  | _ |  |  |  |  | 00--000 | 148574.92 | 962000.22 | 63802 | 449405 | 1990-04-23 |  | 0 | 0 |  | 0 | PC MTG 7/8/91; PC MTG 6/25/90 PC MTG 5/22/89 PC MTG 2/27/ | 1996-06-24
| WILDERNESS CLUSTER SUBDVN SECT 2 | 365 | 90-0003 | DrainAcres | WP | WET POND | 1993-11-16 |  | _ |  | _ |  |  |  |  | 00--000 | 169200.32 | 861198.63 | 70089 | 418680 | 1991-03-12 |  | 0 | 0 |  | 0 | I&M 5/13/91:ROBERT C COMBS; I&M 2/25/91 PC MTG 9/11/89 SW | 1996-06-24
| WILDEWOOD MALL SWM | 366 | 89-0020 | DrainAcres | WP | WET POND | 1991-01-21 |  | _ |  | _ |  |  |  |  | 17--F02 | 173000.24 | 932699.59 | 71247 | 440474 | 1989-02-10 |  | 0 | 0 |  | 0 | I&M 2/10/89 | 1996-06-24
| WOODLAKE II CONDOS PH 1 & 2 | 377 | 91-0020 | DrainAcres | WP | WET POND | 1992-01-31 |  | _ |  | _ |  |  |  |  | 00--000 | 173174.14 | 934474.48 | 71300 | 441015 | 1991-02-11 |  | 0 | 0 |  | 0 | SEE 2/20/91 SITE PLAN REVIEW FOR 156 CONDOS | 1996-06-24
| CEDAR GROVE FARM POND 2 | 45 | 92-0037 | None | WP | WET POND | 1997-12-30 | 50.4 | HIDDEN POND CT |  | _ |  |  |  |  | 04--G05 | 229200.52 | 870699.83 | 88377 | 421576 | 1997-01-27 |  | 12 | 60 |  | 1 |  | 2001-10-05
| CEDAR GROVE FARM POND 3 | 46 | 92-0037 | None | WP | WET POND | 1997-12-30 | 39.7 | HIDDEN POND CT |  | _ |  |  |  |  | 04--G05 | 229400.65 | 870749.04 | 88438 | 421591 | 1997-01-27 |  | 12 | 61 |  | 1 |  | 2001-10-05
| CEDAR GROVE FARM POND 1 | 44 | 92-0037 | None | WP | WET POND | 1997-12-30 | 73.3 | HIDDEN POND CT |  | _ |  |  |  |  | 04--G05 | 229000.39 | 870499.7 | 88316 | 421515 | 1997-01-27 |  | 12 | 63 |  | 1 |  | 2001-10-05
| LUNDEBERG FIRE FIGHTING SCH | 210 | 99-0011 | None | WP | WET POND | 1999-05-14 | 4.4 | ANDOVER ESTATES RD | [6 empty] | 24--B12 | 194135.09 | 917798.39 | 77689 | 435932 | 1998-09-25 |  | 16 | 71 |  | 1 | _ | 2001-03-21
| FOWLER IND PK | 105 | 00-0009 | BuiltDate | WP | WET POND |  | 7.3 |  |  | OAKVILLE |  | 19 | 5 | 203 | 06--A13 | 203400 | 903425 | 80512.98 | 431550.88 |  |  | 15 | 72 |  | 1 |  | 2006-06-21
| BARNES ESTS | 14 | 96-0003 | None | WP | WET POND | 2002-07-22 | 3.1 | MCINTOSH RD & STEPHEN YOUNG CT |  |  |  | 32 | 5 | 396 | 10--C12 | 179000 | 907500 | 73075.83 | 432792.96 | 1995-09-29 |  | 12 | 75 |  |  |  | 2006-06-21
| SUMMERWOOD SECT 2 SWM BASIN 2 | 327 | 91-0024 | None | WP | WET POND | 1998-09-01 | 5.2 | FLAT IRON RD OFF STONEY RUN DR |  | GREAT MILLS |  |  |  |  | 24--C06 | 138650.34 | 945399.39 | 60777 | 444345 | 1993-02-23 |  | 11 | 79 |  | 1 |  | 2001-10-05
| SUMMERWOOD SECT 2 SWM BASIN 1 | 326 | 91-0024 | None | WP | WET POND | 1998-09-01 | 5.66 | FLAT IRON RD OFF STONEY RUN DR |  | GREAT MILLS |  |  |  |  | 24--C06 | 138223.83 | 945051.63 | 60647 | 444239 | 1993-02-23 |  | 11 | 79 |  | 1 |  | 2001-10-05
| DAVIS PROFESSIONAL OFC PK PH 1 | 81 | 97-0009 | None | WP | WET POND | 1997-05-28 | 7.17 | RT 245 |  | _ |  |  |  |  | 16--B01 | 175001.33 | 915498.61 | 71857 | 435231 | 1996-10-31 |  | 14 | 80 |  | 1 | _ | 1997-05-29
| MEADOW LAKE | 221 | 96-1910 | None | WP | WET POND | 2005-08-01 | 28.12 | NORRIS RD |  |  |  | 42 | 12+18 | 28 | 18--B07 | 162500 | 944000 | 68046.45 | 443918.45 | 2005-08-01 |  |  | 81 |  | 1 |  | 2006-06-21
| SOUTHERN PINES DEVELOPMENT POND 1 | 292 | 95-0012 | BuiltDate | WP | WET POND |  | 1.35 | SOUTHERN PINES ST | [6 empty] | 19--D11 | 154600 | 967000 | 65638.45 | 450928.95 | 1996-11-18 |  | 12 | 86 |  | 1 |  | 2006-06-21
| SOUTHERN PINES DEVELOPMENT POND 2 | 293 | 95-0012 | None | WP | WET POND | 2001-08-21 | 3.35 | SOUTHERN PINES ST |  |  |  | 52 |  | 68 | 19--E11 | 154000 | 968700 | 65455.57 | 451447.12 | 1996-11-18 |  | 12 | 86 |  | 1 |  | 2006-06-21
| MECHANICSVILLE ASSEMBLY OF GOD | 222 | 00-0029 | None | WP | WET POND | 2003-04-30 | 4.77 | 39501 THOMAS DR |  | MECHANICSVILLE | 20659 | 13 | 10 | 82 | 04--J08 | 215000 | 810000 | 84048.57 | 403074.56 |  |  | 14 | 86 |  | 1 |  | 2006-06-21
| WESTBURY | 360 | 89-0045 | None | WP | WET POND | 2003-05-07 | 37.63 | CALLAS CT+CARMEN WOODS DR+MARIA CT+RODINE CT |  |  |  | 51 | 2 | 590 | 18--D11 | 153800 | 948500 | 65394.65 | 445290.07 | 1989-04-13 |  | 12 | 90 |  | 1 |  | 2006-06-21
| CHARLOTTE HALL SQUARE | 58 | 00-0011 | BuiltDate | WP | WET POND |  | 41 | MOUNT WOLFE RD & RT 5 | SE QUAD |  |  | 1 | 22 | 42 | 01--A06 | 242500 | 865000 | 92430.65 | 419838.68 |  |  | 1542 | 94 |  |  |  | 2006-06-21
| MAPLE PK PH 1 & 2 | 214 | 91-0038 | None | WP+DP | WET POND+DRY POND | 2001-05-31 | 6.35 | OPP HICKORY HILL |  | _ |  |  |  |  | 18--C05 | 167360.68 | 945251.78 | 69528 | 444300 | 1992-03-20 |  | 0 | 0 |  | 0 | I&M 2/5/92; PC MTG 6/10/91; PC MTG 5/13/91 OFFICE BLDG AND | 1996-06-24
| MAPLE PK PH 1 & 2 | 215 | 91-0038 | None | WP+DP | WET POND+DRY POND | 2001-05-31 | 6.35 | OPP HICKORY HILL |  | _ |  |  |  |  | 18--C05 | 167360.68 | 945251.78 | 69528 | 444300 | 1992-03-20 |  | 0 | 0 |  | 0 | I&M 2/5/92; PC MTG 6/10/91; PC MTG 5/13/91 OFFICE BLDG AND | 1996-06-24
| WAWA @ HILLS HALFWAY HOUSE | 355 | 01-0012 | BMP type | WQ | WATER QUALITY | 2002-02-01 | 1.41 | RT 5 & RT 235 |  |  |  | 13 | 4 | 185 | 04--J06 | 216400 | 881200 | 84475.41 | 424776.52 |  |  | 14 | 76 |  | 1 |  | 2006-06-21
| CHILDRENS WELLNESS CTR LOT 9 | 61 | 01-0021 | BMP type | WQ | WATER QUALITY | 2003-10-27 | 0.48 | 22876 THREE NOTCH RD |  | LEXINGTON PARK | 20653 | 35A | 24 | 1 | 18--A04 | 168170 | 943590 | 69774.69 | 443793.48 |  |  | 14 | 92 |  | 1 |  | 2006-06-21
2342.099

## Manipulated Data
STRU_NAME | SEQ | SWM_ID | MISSING | STRU_TYPE | STRU_TYPE_EXPLANATION | BUILT_DATE | DRAIN_AC | ADDRESS1 | ADDR_EXTN | CITY | ZIP | TAX_MAP | GRID | PARCEL | ADC_MAP | N27_FT | E27_FT | N83_MT | E83_MT | APPR_DATE | INSP_DATE | LU | RCN | Post RCN | OFF_ON | COMMENTS | LAST_CHNGD
ALTERNATIVES FOR YOUTH | 10 | 02-0011 | None | BR | BIORETENTION | 2002-10-15 | 0.45 | 30049 BUSINESS CENTER DR |  | CHARLOTTE HALL | 20622 | 1 | 22 | 124 | 01--A07 | 240000 | 869640 | 91668.66 | 421252.97 |  |  | 801 | 59 |  | 1 |  | 2006-06-21
ST MARYS HOSPITAL MED OFC BLDG FAC 2 | 310 | 02-0010 | BuiltDate | BR | BIORETENTION |  | 3.6 |  |  |  |  | 1 | 22 | 124 | 01--A07 | 240600 | 865000 | 91851.53 | 419838.68 |  |  | 801 | 71 |  | 1 |  | 2006-06-21
COUNTY FIRST BANK | 74 | 04-0077 | BuiltDate | BR | BIORETENTION |  | 0.7 | 37605 NEW MARKET RD |  | CHARLOTTE HALL | 20622 | 4 | 16 | 101 | 12--K08 | 245000 | 864000 | 93192.64 | 419533.87 |  |  | 14 | 72 |  | 1 |  | 2006-06-21
ST MARYS IND/BUS CTR LOTS 13+14+17 | 319 | 04-0026 | BuiltDate | BR | BIORETENTION |  | 0.53 |  | ST MARYS IND PARK | HOLLYWOOD |  | 34 | 1 | 548 | 11--C13 | 177500 | 926500 | 72618.56 | 438584.31 |  |  | 14 | 85 |  | 1 |  | 2006-06-21
GOOD SAMARITAN LUTHERAN CH | 107 | 05-0005 | BuiltDate | BR | BIORETENTION |  | 2.46 | 20850 LANGLEY RD |  | LEXINGTON PARK | 20653 |  |  |  | 24--C03 | 148680 | 945640 | 63834.06 | 444418.33 |  |  | 16 | 89 |  | 1 |  | 2006-06-21
CHESAPEAKE EMBROIDERY | 59 | 02-0037 | None | BR | BIORETENTION | 2003-03-24 | 0.6 | 22571 THREE NOTCH RD |  | LEXINGTON PARK | 20653 | 43 | 2 | 204 | 18--E06 | 165500 | 950000 | 68960.85 | 445747.28 |  |  | 14 | 90 |  | 1 |  | 2006-06-21
GREAT MILLS STORE | 115 | 01-0017 | None | BR | BIORETENTION | 2002-01-18 | 1.32 | RT 5 & RT 246 | N QUAD |  |  | 51 | 13 | 1228 | 24--B02 | 147500 | 944000 | 63474.4 | 443918.45 |  |  | 14 | 91 |  | 1 |  | 2006-06-21
CEDAR POINT FEDERAL CREDIT UNION LOT 2 | 47 | 04-0034 | BuiltDate | BR | BIORETENTION |  | 0.7 |  |  |  |  | 4 |  | 33 | 00--C05 | 167000 | 945000 | 69418.06 | 444223.26 |  |  | 13 | 93 |  | 1 |  | 2006-06-21
ST MARYS HOSPITAL MED OFC BLDG FAC 1 | 309 | 02-0010 | BuiltDate | BR | BIORETENTION |  | 0.73 |  |  |  |  | 1 | 22 | 124 | 01--A07 | 240800 | 865200 | 91912.49 | 419899.64 |  |  | 801 | 94 |  | 1 |  | 2006-06-21
WALDORF SIERRA INC LOTS 5+6 FAC 1 | 342 | 02-0014 | BuiltDate | BR | BIORETENTION |  | 1.15 | 30007 BUSINESS CENTER DR |  | CHARLOTTE HALL | 20622 | 1 | 22 | P/O 124 | 01--B07 | 240000 | 867300 | 91668.66 | 420539.73 |  |  | 8052 | 94 |  | 1 |  | 2006-06-21
WALDORF SIERRA INC LOTS 5+6 FAC 3 | 344 | 02-0014 | BuiltDate | BR | BIORETENTION |  | 0.27 | 30007 BUSINESS CENTER DR |  | CHARLOTTE HALL | 20622 | 1 | 22 | P/O 124 | 01--B07 | 240000 | 867300 | 91668.66 | 420539.73 |  |  | 8052 | 98 |  | 1 |  | 2006-06-21
WALDORF SIERRA INC LOTS 5+6 FAC 4 | 345 | 02-0014 | BuiltDate | BR | BIORETENTION |  | 0.27 | 30007 BUSINESS CENTER DR |  | CHARLOTTE HALL | 20622 | 1 | 22 | P/O 124 | 01--B07 | 240000 | 867300 | 91668.66 | 420539.73 |  |  | 8052 | 98 |  | 1 |  | 2006-06-21
WALDORF SIERRA INC LOTS 5+6 FAC 2 | 343 | 02-0014 | BuiltDate | BR | BIORETENTION |  | 0.3 | 30007 BUSINESS CENTER DR |  | CHARLOTTE HALL | 20622 | 1 | 22 | P/O 124 | 01--B07 | 240000 | 867300 | 91668.66 | 420539.73 |  |  | 8052 | 98 |  | 1 |  | 2006-06-21
MOUNT ZION UNITED METHODIST CH | 228 | 03--02 | BuiltDate | BR+EDSD | BIO-RETENTION |  | 6.3 | RT 235 | 300' W OF HORSE LANDING RD |  |  | 14 | 07 | 90+91 | 00--E09 | 211526.9525 | 891511.3319 | 82990.1 | 427917.5 |  |  | 11 | 80 |  | 1 |  | 2006-09-06
COUNTY LAKES SUBDVN | 76 | 00-0016 | None | CD | CHECK DAM | 2001-12-04 | 7.13 | 37284-37300 TANYARD DR |  |  |  | 12 |  | 79 | 03--D09 | 212872 | 860280 | 83400.07 | 418400.01 | 2000-05-03 |  | 11 | 40 |  | 1 |  | 2006-06-21
HIDDEN ACRES 2-2 | 140 | 99-0004 | None | CD | CHECK DAM | 2003-02-24 | 1.64 | BAPTIST CHURCH RD |  |  |  | 52 | 14 | 41 | 04--FG10 | 208164 | 876093 | 81965.09 | 423219.86 |  |  |  | 79 |  | 1 |  | 2006-06-21
HIDDEN ACRES 1-1 | 137 | 99-0004 | None | CD | CHECK DAM | 2003-02-24 | 2.11 | BAPTIST CHURCH RD |  |  |  | 52 | 14 | 41 | 04--FG10 | 208164 | 876093 | 81965.09 | 423219.86 |  |  |  | 79 |  | 1 |  | 2006-06-21
HIDDEN ACRES 1-2 | 138 | 99-0004 | None | CD | CHECK DAM | 2003-02-24 | 2.75 | BAPTIST CHURCH RD |  |  |  | 52 | 14 | 41 | 04--FG10 | 208164 | 876093 | 81965.09 | 423219.86 |  |  |  | 79 |  | 1 |  | 2006-06-21
HIDDEN ACRES 2-1 | 139 | 99-0004 | None | CD | CHECK DAM | 2003-02-24 | 7.27 | BAPTIST CHURCH RD |  |  |  | 52 | 14 | 41 | 04--FG10 | 208164 | 876093 | 81965.09 | 423219.86 |  |  |  | 79 |  | 1 |  | 2006-06-21
CH OF JESUS CHRIST OF THE LATTER DAY SAINTS | 48 | 92-0033 | None | DP | DRY POND | 1994-04-13 | 0.99 | _ |  | _ |  |  |  |  | 00--000 | 160500.57 | 951498.42 | 67437 | 446204 | 1992-06-01 |  | 0 | 0 |  | 0 | I&M 06/01/92; SITE PLAN REVIEW FOR SUNDAY SCHOOL ADDN; DISTU | 1996-06-24
BROOKS CLUSTER APT 26-21-388 | 37 | 89-0062 | DrainAcres | DP | DRY POND | 1990-01-01 |  | _ |  | _ |  |  |  |  | 10--G11 | 181651.56 | 916098.98 | 73884 | 435414 |  |  | 0 | 0 |  | 0 | I&M 6/29/89PLANS SUBMITTED 4/25/89; COMMENTS SENT 5/5/89; A | 1996-06-24
HOLLYWOOD USPS | 146 | 89-0056 | DrainAcres | DP | DRY POND | 1990-01-01 |  | BEGIN HERE AT 2:15PM 301-475-7108 |  | _ |  |  |  |  | 00--000 | 184673.29 | 925993.72 | 74805 | 438430 |  |  | 0 | 0 |  | 0 | I&M 5/3/89; GP ISSUED 5/2/89 PC MTG 4/10/89 | 1996-06-24
HOWLIN IND PK | 147 | 88-0045 | DrainAcres | DP | DRY POND | 1991-01-01 |  | _ |  | _ |  |  |  |  | 00--000 | 177599.9 | 929700.98 | 72649 | 439560 | 1989-02-14 |  | 0 | 0 |  | 0 | _ | 1996-06-24
LEONARDTOWN CTR | 191 | 89-0008 | DrainAcres | DP | DRY POND | 1991-01-01 |  | 32-15-379 |  | _ |  |  |  |  | 15--G03 | 172235.37 | 897188.74 | 71014 | 429650 |  |  | 0 | 0 |  | 0 | I&M 8/29/88; PC APPROVAL FOR PHASE 1 CONTINGENT ON APP FROM | 1996-06-24
ST MARY'S IND PK SECT 1 LOT 4 | 313 | 89-0002 | DrainAcres | DP | DRY POND | 1991-01-21 |  | _ |  | _ |  |  |  |  | 00--000 | 177337.4 | 927046.85 | 72569 | 438751 |  |  | 0 | 0 |  | 0 | _ | 1996-06-24
PEACH TREE WAY SUBDVN | 241 | 89-0023 | DrainAcres | DP | DRY POND | 1991-04-25 |  | 52-21-422 |  | _ |  |  |  |  | 00--000 | 145500.86 | 969201.54 | 62865 | 451600 | 1989-01-06 |  | 0 | 0 |  | 0 | I&M 11/13/88 | 1996-06-24
QUEENTREE LANDING | 265 | 90-0038 | DrainAcres | DP | DRY POND | 1991-05-08 |  | _ |  | _ |  |  |  |  | 06--C07 | 214239.92 | 906811.11 | 83817 | 432583 | 1990-07-03 |  | 0 | 0 |  | 0 | I&M 10/26/87 | 1996-06-24
MCDONALDS AT LEXINGTON PK | 217 | 90-0013 | DrainAcres | DP | DRY POND | 1991-05-28 |  | _ |  | _ |  |  |  |  | 00--000 | 127748.47 | 975881.14 | 57454 | 453636 | 1989-12-21 |  | 0 | 0 |  | 0 | _ | 1996-06-24
HUNTER'S RIDGE SUBDVN | 148 | 90-0033 | DrainAcres | DP | DRY POND | 1991-09-05 |  | _ |  | _ |  |  |  |  | 01--E13 | 230447.24 | 871168.99 | 88757 | 421719 | 1990-06-12 |  | 0 | 0 |  | 0 | I&M 5/21/90; PC MTG 9/24/90 PC MTG 2/26/90 SEE LIVINGSTO | 1996-06-24
LINDSAY ESTS | 205 | 91-0027 | DrainAcres | DP | DRY POND | 1991-09-25 |  | _ |  | _ |  |  |  |  | 00--000 | 161251.83 | 945376.46 | 67666 | 444338 |  |  | 0 | 0 |  | 0 | ALSO SEE 91-44 | 1996-06-24
AUTOPLEX SERVICE PK | 12 | 89-0016 | DrainAcres | DP | DRY POND | 1992-01-01 |  | RT 235 |  | CALIFORNIA |  |  |  |  | 00--000 | 166901.37 | 945950.59 | 69388 | 444513 |  |  | 0 | 0 |  | 0 | I&M 9/23/88 | 1996-06-24
BOB'S IMPORT AUTO PARTS | 26 | 89-0035 | DrainAcres | DP | DRY POND | 1992-01-01 |  | _ |  | _ |  |  |  |  | 00--000 | 152698.8 | 947699.27 | 65059 | 445046 |  |  | 0 | 0 |  | 0 | I&M 1/5/89 | 1996-06-24
GOSPEL TABERNACLE-PRAYER | 108 | 88-0026 | DrainAcres | DP | DRY POND | 1992-01-01 |  | 23-18-113-01 |  | _ |  |  |  |  | 00--000 | 183750.88 | 874476.08 | 74524 | 422727 |  |  | 0 | 0 |  | 0 | I&M 12/8/87 | 1996-06-24
LEXINGTON PK BURCHMART | 201 | 89-0052 | DrainAcres | DP | DRY POND | 1992-01-01 |  | 43-16-154 |  | _ |  |  |  |  | 00--000 | 160576.05 | 954198.52 | 67460 | 447027 |  |  | 0 | 0 |  | 0 | I&M 6/16/89; PWA FOR VALLEY DR SENT 3/29/89 FOR $20000 | 1996-06-24
LOWE'S AT LEXINGTON PK | 209 | 89-0044 | DrainAcres | DP | DRY POND | 1992-01-01 |  | _ |  | _ |  |  |  |  | 00--000 | 168298.98 | 943998.52 | 69814 | 443918 |  |  | 0 | 0 |  | 0 | I&M 3/9/89 | 1996-06-24
ST MARY'S COUNTY REGIONAL PK | 308 | 90-0042 | DrainAcres | DP | DRY POND | 1992-05-15 |  | _ |  | _ |  |  |  |  | 18--B09 | 158499.24 | 944300.36 | 66827 | 444010 | 1990-08-15 |  | 0 | 0 |  | 0 | I&M 7/30/90; PC MTG 3/27/89 PC MTG 3/12/90 | 1996-06-24
GREENS AT HILTON RUN THE | 117 | 88-0013 | DrainAcres | DP | DRY POND | 1992-06-03 |  | 46860 HILTON DR |  | _ |  |  |  |  | 00--000 | 149998.75 | 955999.66 | 64236 | 447576 | 1990-09-11 |  | 0 | 0 |  | 0 | I&M 9/11/87; SEE 9/25/89 TEC+PC; TEC 1/17/90 ALSO SEE CP 0 | 1996-06-24
MCKAY'S PLZ AT GREAT MILLS | 219 | 92-0006 | DrainAcres | DP | DRY POND | 1992-09-24 |  | _ |  | _ |  |  |  |  | 00--000 | 152751.3 | 948276.69 | 65075 | 445222 | 1991-09-13 |  | 0 | 0 |  | 0 | PC 11/26/90 ALSO SEE TEC 5/16/90 | 1996-06-24
PYLES ACRES | 255 | 90-0028 | DrainAcres | DP | DRY POND | 1992-10-26 |  | 19-04-402 |  | _ |  |  |  |  | 00--000 | 203400.04 | 901476.63 | 80513 | 430957 | 1990-07-29 |  | 0 | 0 |  | 0 | NOTE: FOR LISTING OF SEVERAL ACTIVE PROJECTS SEE PYLES EST | 1996-06-24
LINDSAY ESTS | 204 | 89-0034 | DrainAcres | DP | DRY POND | 1993-01-12 |  | _ |  | _ |  |  |  |  | 00--000 | 161251.83 | 945376.46 | 67666 | 444338 |  |  | 0 | 0 |  | 0 | PC MTG 3/27/89 TEC - 3/26/85 LINDSAY ESTATES CLUSTER 85- | 1996-06-24
WAREHOUSE OFC | 348 | 90-0007 | DrainAcres | DP | DRY POND | 1993-01-22 |  | _ |  | _ |  |  |  |  | 00--000 | 155369.46 | 961140.67 | 65873 | 449143 | 1991-08-27 |  | 0 | 0 |  | 0 | I&M 6/06/91; SUBMITTED 06/06/89 PC MTG 10/23/89 | 1996-06-24
NORRIS ACRES | 231 | 91-0017 | DrainAcres | DP | DRY POND | 1993-06-02 |  | _ |  | _ |  |  |  |  | 05--K12 | 205637.57 | 901502.87 | 81195 | 430965 | 1991-11-06 |  | 0 | 0 |  | 0 | I&M 10/24/91; PC MTG 1/22/90 | 1996-06-24
PATUXENT PK WEST SECT 2 PARCEL E | 239 | 91-0026 | DrainAcres | DP | DRY POND | 1993-06-28 |  | 43-22-533 |  | _ |  |  |  |  | 18--H10 | 157498.66 | 954500.35 | 66522 | 447119 | 1991-06-25 |  | 0 | 0 |  | 0 | I&M 5/11/87; PC MTG 6/26/89; PC MTG 7/24/89; PC MTG 5/22/89; | 1996-06-24
EAGLES SYSTEMS OFC SITE | 85 | 92-0022 | None | DP | DRY POND | 1993-07-06 | 3.34 | _ |  | _ |  |  |  |  | 00--000 | 165300.37 | 949300.29 | 68900 | 445534 | 1992-01-22 |  | 0 | 0 |  | 0 | I&M 1/16/92; TOTAL AREA 353 ACRES | 1996-06-24
HENRY CHIROPRACTIC-ST MARY'S BACK REHAB CTR | 131 | 92-0009 | DrainAcres | DP | DRY POND | 1993-07-20 |  | _ |  | _ |  |  |  |  | 18--C05 | 167698.6 | 944598.9 | 69631 | 444101 | 1991-12-12 |  | 0 | 0 |  | 0 | I&M 11/5/91; PC 6/24/91 | 1996-06-24
SUMMIT HILL SECT 2 | 329 | 91-0037 | DrainAcres | DP | DRY POND | 1993-10-05 |  | _ |  | _ |  |  |  |  | 00--000 | 242999.75 | 881001.39 | 92583 | 424716 | 1991-09-17 |  | 0 | 0 |  | 0 | I&M 9/10/91; PC MTG 6/24/91 | 1996-06-24
GREEN HOLLY ES | 116 | 92-0004 | DrainAcres | DP | DRY POND | 1993-12-13 |  | _ |  | _ |  |  |  |  | 18--D05 | 167199.94 | 948001.09 | 69479 | 445138 | 1991-08-30 |  | 0 | 0 |  | 0 | PC 4/22/91 | 1996-06-24
HOLLYWOOD PLZ | 145 | 88-0033 | DrainAcres | DP | DRY POND | 1993-12-13 |  | 3 NOTCH RD (11-B08) |  | _ |  |  |  |  | 00--000 | 184857 | 924642.05 | 74861 | 438018 | 1988-12-14 |  | 0 | 0 |  | 0 | I&M 11/9/88 | 1996-06-24
WOODWARD MACHINE CORP | 378 | 87-0036 | DrainAcres | DP | DRY POND | 1994-06-28 |  | _ |  | _ |  |  |  |  | 00--000 | 177252.11 | 927676.76 | 72543 | 438943 | 1988-09-13 |  | 0 | 0 |  | 0 | 1988-07-14 | 1996-06-24
COUNTRY LAKES SECT 5 | 72 | 90-0011 | DrainAcres | DP | DRY POND | 1995-01-01 |  | 1979-12-15 |  | _ |  |  |  |  | 03--J10 | 210001.04 | 860001.11 | 82525 | 418315 |  |  | 0 | 0 |  | 0 | I&M 10/ /89 ALSO INFILTRATION CHECK DAMS PC MTG 2/27/89 | 1996-06-24
FOREST HALL APT | 102 | 92-0013 | DrainAcres | DP | DRY POND | 1995-01-01 |  | _ |  | _ |  |  |  |  | 00--000 | 153000.7 | 957200.44 | 65151 | 447942 |  |  | 0 | 0 |  | 0 | PC MTG 06/24/91; REVIEW OF SITE PLAN FOR 120 GARDEN APTS | 1996-06-24
HUNTING QUARTERS PH 1 SECT 2 FAC 1 | 150 | 93-0012 | DrainAcres | DP | DRY POND | 1995-01-01 |  | _ |  | _ |  |  |  |  | 19--J13 | 150198.69 | 937299.23 | 64297 | 441876 |  |  | 0 | 0 |  | 0 | _
HUNTING QUARTERS PH 1 SECT 2 FAC 2 | 151 | 93-0012 | DrainAcres | DP | DRY POND | 1995-01-01 |  | _ |  | _ |  |  |  |  | 19--J13 | 150198.69 | 937299.23 | 64297 | 441876 |  |  | 0 | 0 |  | 0 | _
GREAT MILLS CTR PH 2 | 109 | 87-0039 | DrainAcres | DP | WET POND | 1995-01-01 |  | _ |  | _ |  |  |  |  | 00--000 | 156324.13 | 954474.1 | 66164 | 447111 |  |  | 0 | 0 |  | 0 | _ | 1996-06-24
GREAT MILLS CTR PH 2 | 110 | 87-0039 | DrainAcres | DP | WET POND | 1995-01-01 |  | _ |  | _ |  |  |  |  | 00--000 | 156324.13 | 954474.1 | 66164 | 447111 |  |  | 0 | 0 |  | 0 | _ | 1996-06-24
COLUMBIA COMMONS 2 | 69 | 90-0012 | DrainAcres | DP | DRY POND | 1995-01-05 |  | _ |  | _ |  |  |  |  | 00--000 | 156448.78 | 951649.34 | 66202 | 446250 | 1990-06-14 |  | 0 | 0 |  | 0 | I&M 4/26/90; PUD 1/23/89 54 UNITS (PART OF PATUXENT PARK WE | 1996-06-24
LAUREL RIDGE SECT 4A | 177 | 91-0018 | DrainAcres | DP | DRY POND | 1995-05-16 |  | _ |  | _ |  |  |  |  | 00--000 | 235650.67 | 874774.53 | 90343 | 422818 | 1991-03-18 |  | 0 | 0 |  | 0 | I&M 3/5/91 | 1996-06-24
PARK HALL ES | 238 | 93-0007 | None | DP | DRY POND | 1995-07-11 | 11.85 | _ |  | _ |  |  |  |  | 24--J04 | 142423.37 | 957531.76 | 61927 | 448043 | 1993-01-18 |  | 0 | 0 |  | 0 | I&M 1/18/93; REVIEW OF CONCEPT SITE PLAN FOR ADDITION TO EXI | 1996-06-24
WALLY'S EXCAVATING | 346 | 96-0016 | None | DP | DRY POND | 1995-10-23 | 2 | COMMERCE AVE |  | _ |  |  |  |  | 11--D13 | 177501.45 | 928001.55 | 72619 | 439042 |  |  | 15 | 74 |  | 1 | _ | 1995-10-23
BAY RIDGE ESTS PH 4 | 18 | 93-0015 | DrainAcres | DP | DRY POND | 1996-01-01 |  | _ |  | _ |  |  |  |  | 00--000 | 147498.71 | 947000.45 | 63474 | 444833 |  |  | 0 | 0 |  | 0 | _
84 LUMBER CO | 5 | 92-0015 | DrainAcres | DP | DRY POND | 1996-01-01 |  | _ |  | LEXINGTON PARK |  |  |  |  | 01--A11 | 232799.66 | 865001.06 | 89474 | 419839 | 1996-01-01 |  |  |  |  | 0 | _
CHRISTMAS HILL MINOR SUBDVN | 64 | 94-0008 | DrainAcres | DP | DRY POND | 1996-01-01 |  | _ |  | _ |  |  |  |  | 24--G08 | 133666.85 | 953932.7 | 59258 | 446946 | 1994-12-12 |  | 0 | 0 |  | 0 | REVIEW OF 5 LOT SUBDIVISION+FARMSTEAD; ALSO SEE TEC 11/2 | 1996-06-24
CHRISTMAS HILL MINOR SUBDVN | 65 | 94-0008 | DrainAcres | DP | DRY POND | 1996-01-01 |  | _ |  | _ |  |  |  |  | 24--G08 | 133666.85 | 953932.7 | 59258 | 446946 | 1994-12-12 |  | 0 | 0 |  | 0 | REVIEW OF 5 LOT SUBDIVISION+FARMSTEAD; ALSO SEE TEC 11/2 | 1996-06-24
DEXTER SUBDVN | 83 | 90-0018 | None | DP | DRY POND | 1996-08-05 | 1.02 | 17882 THREE NOTCH RD |  | CALIFORNIA | 20619 |  |  |  | 17--J03 | 171051.5 | 938001.29 | 70653 | 442090 | 1990-02-27 |  | 14 | 89 |  | 1 | _ | 1997-10-24
F & W OFC SITE | 94 | 96-0005 | None | DP | DRY POND | 1996-08-28 | 1.6 | 22776 THREE NOTCH RD |  | LEXINGTON PARK | 20653 |  |  |  | 18--B04 | 164745.92 | 950668.38 | 68731 | 445951 | 1995-10-04 |  | 14 | 86 |  | 1 | _ | 1996-08-29
CHARLES CO COMM COLL-ST MARY'S CO CAMPUS | 55 | NA | None | DP | DRY POND | 1996-11-15 | 56.9 | RT 5 & RT 245 |  | LEONARDTOWN | 20650 |  |  |  | 16--B04 | 169948.74 | 906000.85 | 70317 | 432336 |  |  | 16 | 78 |  | 1 | _ | 1997-10-20
COURTYARDS AT GREAT MILLS | 78 | 93-0003 | None | DP | DRY POND | 1997-01-01 | 13.9 | GREAT MILLS RD |  | _ |  |  |  |  | 00--000 | 152433.1 | 953791.7 | 64978 | 446903 |  |  | 0 | 0 |  | 0 | _ | 1996-06-24
FRANZEN OFC BLDG | 106 | 95-0015 | DrainAcres | DP | DRY POND | 1997-01-01 |  | _ |  | _ |  |  |  |  | 18--G07 | 163801.06 | 952600.77 | 68443 | 446540 |  |  | 0 | 0 |  | 0 | _
GREAT MILLS HS | 113 | 96-0004 | DrainAcres | DP | DRY POND | 1997-01-01 |  | _ |  | _ |  |  |  |  | 18--D13 | 150999.34 | 946498.5 | 64541 | 444680 |  |  | 0 | 0 |  | 0 | _
PYLES ESTS POND 7 | 260 | 93-0022 | None | DP | DRY POND | 1997-02-18 | 8.06 | _ |  | HOLLYWOOD |  |  |  |  | 10--G02 | 197248.58 | 916699.33 | 78638 | 435597 |  |  | 0 | 50 |  | 1 | EMBANKMENT STRUCTURE STORMWATER MANAGEMENT DRY | 1997-02-19
PYLES ESTS POND 10 | 259 | 93-0022 | None | DP | DRY POND | 1997-02-19 | 23.06 | _ |  | HOLLYWOOD |  |  |  |  | 10--G03 | 197248.58 | 916699.33 | 78638 | 435597 |  |  | 0 | 53 |  |  | EMBANKMENT STRUCTURE STORMWATER MANAGEMENT DRY | 1997-02-19
QUEEN ARBOR SUBDVN POND 4 | 264 | 92-0032 | None | DP | DRY POND | 1997-04-03 | 4.47 | _ |  | _ |  |  |  |  | 00--000 | 206457.77 | 900308.68 | 81445 | 430601 | 1993-10-22 |  | 11 | 66 |  | 1 | PC MTG 8/12/91; PC MTG 6/10/91; PC MTG 11/13/90; SENT COMMEN | 2001-10-05
QUEEN ARBOR SUBDVN POND 1 | 261 | 92-0032 | None | DP | DRY POND | 1997-04-03 | 2.38 | _ |  | _ |  |  |  |  | 05--J11 | 206999.1 | 898901.23 | 81610 | 430172 | 1993-10-22 |  | 11 | 103 |  | 1 | PC MTG 8/12/91; PC MTG 6/10/91; PC MTG 11/13/90; SENT COMMEN | 1996-06-24
SAILING SPECIALITIES INC | 277 | 97-0011 | None | DP | DRY POND | 1997-09-12 | 7.18 | P O BOX 99 |  | HOLLYWOOD | 20636 |  |  |  | 11--D13 | 177399.75 | 927899.85 | 72588 | 439011 | 1996-11-13 |  |  | 83 |  | 1 | _ | 1997-10-27
HOLLAND FOREST LANDING | 142 | 94-0014 | None | DP | DRY POND | 1997-10-20 | 6.76 | MCINTOSH RD TINTOP HILL |  | _ |  |  |  |  | 10--C12 | 180001.24 | 910000.06 | 73381 | 433555 |  |  | 12 | 80 |  | 1 | _ | 1997-10-21
THREE NOTCH VETERINARY HOSPITAL | 336 | 95-0003 | None | DP | DRY POND | 1997-11-25 | 2.16 | 55 AIRPORT VIEW DR |  | HOLLYWOOD | 20636 |  |  |  | 11--E13 | 180001.45 | 929999.53 | 73381 | 439651 |  |  | 14 | 81 |  | 1 | _ | 1997-11-25
BARNES ESTS PH 1 | 15 | 96-0003 | DrainAcres | DP | DRY POND | 1998-01-01 |  | _ |  | _ |  |  |  |  | 10--C12 | 178849.64 | 906876.79 | 73030 | 432603 |  |  | 0 | 0 |  | 0 | _
DYNAR FARM ESTS | 84 | 95-0011 | DrainAcres | DP | DRY POND | 1998-01-01 |  | _ |  | _ |  |  |  |  | 14--F02 | 173029.05 | 873760.9 | 71256 | 422509 |  |  | 0 | 0 |  | 0 | _
HICKORY HILLS NORTH | 136 | 96-0030 | DrainAcres | DP | DRY POND | 1998-01-01 |  | _ |  | _ |  |  |  |  | 18--B05 | 166599.53 | 943601.54 | 69296 | 443797 |  |  | 0 | 0 |  | 0 | _
TAYLOR RENTAL CTR | 335 | 97-0010 | None | DP | DRY POND | 1998-01-02 | 1.35 | MD RT 235 |  | CALFORNIA | 20619 |  |  |  | 10--C05 | 167350.84 | 945802.96 | 69525 | 444468 | 1996-11-27 |  | 14 | 92 |  | 1 | _ | 1998-07-22
WATTS OFC BLDG | 349 | 96-0025 | None | DP | DRY POND | 1998-03-19 | 1.14 | MD RT 235 NORTH TOWN CREEK |  | _ |  |  |  |  | 18--A04 | 169998.41 | 941498.57 | 70332 | 443156 | 1996-08-21 |  | 14 | 93 |  | 1 | _ | 1998-07-22
GREAT MILLS HS PH 3 | 114 | 96-0004 | None | DP | DRY POND | 1998-04-06 | 7.7 | 21130 GREAT MILLS RD |  | GREAT MILLS | 20634 |  |  |  | 18--D13 | 150999.34 | 946498.5 | 64541 | 444680 | 1995-10-30 |  | 16 | 83 |  | 1 | _ | 1998-05-20
PRECISION TUNE | 254 | 98-0009 | None | DP | DRY POND | 1998-08-27 | 0.81 | 22390 THREE NOTCH RD |  | LEXINGTON PARK |  |  |  |  | 18--F06 | 164001.18 | 951600.12 | 68504 | 446235 | 1997-10-31 |  | 14 | 89 |  | 1 |  | 2001-10-05
CHESAPEAKE PROFESSIONAL BLDG | 60 | GP-98-0010 | None | DP | DRY POND | 1998-09-01 | 13.19 | RT 235 |  | LEXINGTON PARK |  |  |  |  | 13--F06 | 164601.57 | 951199.87 | 68687 | 446113 | 1997-10-14 |  | 14 | 79 |  | 1 |  | 2001-10-05
CHARLOTTE HALL BUS PK LOT 500-3 | 56 | GP95-0008 | None | DP | DRY POND | 1998-09-18 | 0.79 | 29950 KILLPECK CREEK RD |  | _ |  |  |  |  | 01--B08 | 239449.92 | 869699.17 | 91501 | 421271 | 1995-05-22 |  | 15 | 73 |  | 0 |  | 1996-06-24
SOUTHGATE CTR | 294 | 94-0016 | None | DP | DRY POND | 1998-11-02 | 13.568 | HERMANVILLE RD & RT 235 |  | _ |  |  |  |  | 19--C13 | 154998.76 | 964998.89 | 65760 | 450319 | 1994-04-15 |  | 11 | 78 |  | 1 | _ | 2001-10-05
SPRINGWOOD ESTS | 299 | 96-0020 | None | DP | DRY POND | 1998-12-01 | 3.66 | 21942 SPRINGWOOD CT |  | LEXINGTON PARK |  |  |  |  | 18--F09 | 159001.25 | 952499.07 | 66980 | 446509 | 1996-09-11 |  | 12 | 84 |  | 1 | _ | 2001-10-05
RUE WOODS SUBDVNN | 275 | 98-0028 | None | DP | DRY POND | 1999-09-30 | 13.2 | RUE PURCHASE RD |  | CALIFORNIA |  |  |  |  | 18--E05 | 166399.44 | 950701.19 | 69235 | 445961 | 1998-08-31 |  |  | 73 |  | 1 | _ | 2001-03-21
CHRISTIE DENTAL OFC | 63 | GP-98-0038 | None | DP | DRY POND | 1999-10-07 | 0.49 | RT 235 |  | CALIFORNIA |  |  |  |  | 17--J02 | 172501.61 | 937499.33 | 71095 | 441937 | 1998-12-21 |  | 14 | 87 |  | 1 | _ | 2001-03-21
LAUREL GLEN PUD | 168 | 92-0011 | DrainAcres | DP | DRY POND | 2001-05-31 |  | 42-05-215 |  | _ |  |  |  |  | 17--K05 | 166501.05 | 939500.6 | 69266 | 442547 |  |  | 0 | 0 |  | 0 | I&M 5/07/93; PC MTG 7/08/91; PC MTG 6/10/91 | 1996-06-24
ESPERENZA MS | 90 | 98-0045 | None | DP | DRY POND | 2001-11-14 | 4.68 | 22790 MAPLE RD |  | LEXINGTON PARK | 20653 | 43 | 1 | 229 | 18--C05 | 167300 | 946600 | 69509.5 | 444710.94 | 1998-09-07 |  | 16 | 85 |  | 1 |  | 2006-06-21
LAUREL GLEN PUD POND 3 PH 5 SECT 2 | 173 | 98-0008 | None | DP | DRY POND | 2002-01-03 | 13.83 |  |  |  |  | 42 | 5 | 231 | 17--K05 | 160310 | 940020 | 67378.95 | 442705.31 |  |  | 13 | 79 |  | 1 |  | 2006-06-21
FOREST RUN CLUSTER SECT 2 PH 3 | 104 | 99-0001 | None | DP | DRY POND | 2002-01-24 | 5.8 | FOREST RUN DR |  | LEXINGTON PARK | 20653 | 51 | 3 | 131 | 18--F11 | 155200 | 950500 | 65821.37 | 445899.68 |  |  | 11 | 86 |  | 1 |  | 2006-06-21
MECHANICSVILLE VFD | 224 | 00-0024 | None | DP | DRY POND | 2002-05-24 | 3.47 |  |  | MECHANICSVILLE | 20659 | 05 | 05 | 117 | 02--A08 | 238300 | 884700 | 91150.52 | 425843.37 |  |  | 14 | 58 |  | 1 |  | 2006-06-21
GREENVIEW WEST POND 1 | 120 | 97-0021 | DrainAcres | DP | DRY POND | 2002-06-14 |  | 45543 LONGFIELDS BLVD |  |  |  | 43 | 7 | 30 | 18--B07 | 163400 | 943600 | 68320.77 | 443796.53 |  |  | 12 |  |  | 1 |  | 2006-06-21
GREENVIEW WEST POND 2 | 121 | 97-0021 | DrainAcres | DP | DRY POND | 2002-06-14 |  | 45545 LONGFIELDS BLVD |  |  |  | 43 | 7 | 30 | 18--B07 | 163400 | 943600 | 68320.77 | 443796.53 |  |  | 12 |  |  | 1 |  | 2006-06-21
GREENVIEW WEST POND 5 LOT 19 | 122 | 97-0021 | DrainAcres | DP | DRY POND | 2002-06-14 |  | 45523 LONGFIELDS BLVD |  |  |  | 43 | 7 | 30 | 18--B07 | 163400 | 943600 | 68320.77 | 443796.53 |  |  | 12 |  |  | 1 |  | 2006-06-21
CALIFORNIA SLEEP INN | 39 | 94-0013 | None | DP | DRY POND | 2002-07-09 | 3.11 | 23418 THREE HATCH RD |  | CALIFORNIA | 20610 | 54 | 9 | 158 | 17--G01 | 175000 | 945500 | 71856.49 | 444375.66 |  |  | 14 | 72 |  | 1 |  | 2006-06-21
PORTO BELLO ESTS | 252 | 98-0023 | None | DP | DRY POND | 2002-09-13 | 26.5 | PORTO BELLO CT |  |  |  | 62 | 9+16 | 33 | 24--G12 | 128000 | 952500 | 57530.73 | 446509.31 |  |  | 192 | 68 |  | 1 |  | 2006-06-21
HARPERS CORNER | 124 | 97-0027 | None | DP | DRY POND | 2002-10-04 | 5.65 |  |  | HOLLYWOOD | 20636 | 13 | 4 | 77 | 04--K08 | 213000 | 882400 | 83439.09 | 425142.29 |  |  | 12 | 74 |  | 1 |  | 2006-06-21
LEXINGTON PARK CHURCH OF CHRIST | 196 | 99-0039 | None | DP | DRY POND | 2002-11-13 | 5.3 | ST ANDREWS CHURCH RD |  |  |  | 34 | 16+22 | 520 | 17--H03 | 170262 | 936427 | 70412.36 | 441610.14 |  |  | 16 | 80 |  | 1 |  | 2006-06-21
WAWA @ RUE PURCHASE RD | 356 | 02-0004 | None | DP | DRY POND | 2003-10-15 | 14.3 | 22530 THREE NOTCH RD |  | CALIFORNIA |  | 43 | 3 | 211 | 18--F05 | 160500 | 950000 | 67436.83 | 445747.27 |  |  | 14 | 81 |  | 1 |  | 2006-06-21
LEXINGTON PARK ES POND 1 | 197 | 01-0011 | None | DP | DRY POND | 2004-01-06 | 1.6 | 46763 S SHANGRI-LA DR |  | LEXINGTON PARK | 20653 | 51 |  | 202 | 18--H10 | 159000 | 956000 | 66979.61 | 447576.1 |  |  | 16 | 90 |  | 1 |  | 2006-06-21
JOHN WAYNE ESTS | 157 | 02-0033 | None | DP | DRY POND | 2004-06-21 | 33.5 | BAPTIST CHURCH RD |  |  |  | 17 | 6 | 201 | 04--E12 | 203000 | 872000 | 80391.12 | 421972.28 |  |  | 15 | 86 |  | 1 |  | 2006-06-21
LONDONTOWNE SUBDVN | 208 | 92-0034 | BuiltDate | DP | DRY POND |  | 1.93 | 43-15-318 |  | _ |  |  |  |  | 00--000 | 160198.74 | 952400.64 | 67345 | 446479 | 1992-03-01 |  | 0 | 0 |  | 0 | _ | 1996-06-24
HUNTING QUARTERS PH 2 SECT 2 | 152 | 98-0029 | BuiltDate+DrainAcres | DP | DRY POND |  |  | _ |  | _ |  |  |  |  | 19--J13 | 150198.69 | 937299.23 | 64297 | 441876 |  |  | 0 | 0 |  | 0 | OPEN
LAUREL GLEN PUD PH 5 SECT 2 FAC 1 | 169 | 92-0011 | BuiltDate+DrainAcres | DP | DRY POND |  |  | 42-05-215 |  | _ |  |  |  |  | 17--K05 | 166501.05 | 939500.6 | 69266 | 442547 |  |  | 0 | 0 |  | 0 | I&M 5/07/93; PC MTG 7/08/91; PC MTG 6/10/91 | 1996-06-24
LAUREL GLEN PUD PH 5 SECT 2 FAC 2 | 170 | 92-0011 | BuiltDate+DrainAcres | DP | DRY POND |  |  | 42-05-215 |  | _ |  |  |  |  | 17--K05 | 166501.05 | 939500.6 | 69266 | 442547 |  |  | 0 | 0 |  | 0 | I&M 5/07/93; PC MTG 7/08/91; PC MTG 6/10/91 | 1996-06-24
LAUREL GLEN PUD PH 5 SECT 2 FAC 3 | 171 | 92-0011 | BuiltDate+DrainAcres | DP | DRY POND |  |  | 42-05-215 |  | _ |  |  |  |  | 17--K05 | 166501.05 | 939500.6 | 69266 | 442547 |  |  | 0 | 0 |  | 0 | I&M 5/07/93; PC MTG 7/08/91; PC MTG 6/10/91 | 1996-06-24
SPRINT PCS @ VALLARIO | 302 | 02-0029 | BuiltDate | DP | DRY POND |  | 0.43 | POINT LOOKPUT RD |  | MORGANZA | 20660 | 18 | 15 | 30 |  | 197360 | 880403 | 78672.03 | 424533.58 |  |  | 20 | 69 |  | 1 |  | 2006-06-21
ANDERSON BLDG | 11 | 89-0041 | BuiltDate+DrainAcres | DP | DRY POND |  |  | _ |  | _ |  |  |  |  | 00--000 | 170999.01 | 938299.84 | 70637 | 442181 |  |  | 0 | 0 |  | 0 | I&M 2/8/89 PC MTG 3/27/89 | 1996-06-24
BARNES ESTS PH 2 SATIV CORP | 16 | NA | BuiltDate+DrainAcres | DP | DRY POND |  |  | _ |  | _ |  |  |  |  | 10--C12 | 177999.9 | 907001.46 | 72771 | 432641 |  |  | 0 | 0 |  | 0 | ACTIVE OPEN
ESPERANZA CAR WASH | 89 | 88-0032 | BuiltDate+DrainAcres | DP | DRY POND |  |  | 235 MILLSTONE LANDING RD |  | _ |  |  |  |  | 00--000 | 171044.93 | 937410.76 | 70651 | 441910 |  |  | 0 | 0 |  | 0 | ACTIVE OPEN | 1996-06-24
MCKAY'S PLZ AT GREAT MILLS | 220 | 92-0006 | BuiltDate+DrainAcres | DP | DRY POND |  |  | _ |  | _ |  |  |  |  | 00--000 | 152751.3 | 948276.69 | 65075 | 445222 |  |  | 0 | 0 |  | 0 | 11/26/90 PC MTG | 1996-06-24
MIDAS MUFFLER | 226 | 87-0034 | BuiltDate+DrainAcres | DP | DRY POND |  |  | _ |  | _ |  |  |  |  | 00--000 | 155120.06 | 952177.55 | 65797 | 446411 |  |  | 0 | 0 |  | 0 | I&M 8/20/87 | 1996-06-24
PICKETT'S HARBOR AT CEDAR COVE | 245 | 90-0044 | BuiltDate+DrainAcres | DP | DRY POND |  |  | 52-03-427 |  | _ |  |  |  |  | 19--E11 | 154500.11 | 969500.13 | 65608 | 451691 | 1990-08-02 |  | 0 | 0 |  | 0 | I&M 7/23/90; PC MTG 2/26/90 TM 52-087 ? | 1996-06-24
PRB OFC | 253 | 96-0032 | BuiltDate+DrainAcres | DP | DRY POND |  |  | _ |  | _ |  |  |  |  | 11--C13 | 177301.31 | 926498.97 | 72558 | 438584 |  |  | 0 | 0 |  | 0 | _
PYLES ESTS | 256 | 93-0022 | BuiltDate+DrainAcres | DP | DRY POND |  |  | 20-15-403 |  | _ |  |  |  |  | 00--000 | 197248.58 | 916699.33 | 78638 | 435597 | 1993-05-07 |  | 0 | 0 |  | 0 | I&M 5/07/93; PC MTG 7/22/91; PC APPROVED 4/10/89 PC MTG 3/1 | 1996-06-24
PYLES ESTS | 257 | 93-0022 | BuiltDate+DrainAcres | DP | DRY POND |  |  | _ |  | _ |  |  |  |  | 00--000 | 197248.58 | 916699.33 | 78638 | 435597 | 1993-05-07 |  | 0 | 0 |  | 0 | I&M 5/07/93; PC MTG 7/22/91; PC APPROVED 4/10/89 PC MTG 3/1 | 1996-06-24
QUEENTREE LANDING SECT 3 SWM | 266 | 88-0011 | BuiltDate+DrainAcres | DP | DRY POND |  |  | _ |  | _ |  |  |  |  | 00--000 | 214239.92 | 906811.11 | 83817 | 432583 |  |  | 0 | 0 |  | 0 | _ | 1996-06-24
RAHULS CORP | 267 | OPZ88-1750 | BuiltDate+DrainAcres | DP | DRY POND |  |  | _ |  | _ |  |  |  |  | 00--000 | 171349.57 | 899380.29 | 70744 | 430317.5 |  |  | 0 | 0 |  | 0 | _ | 1996-06-24
SHAH MEDICAL FACILITY | 284 | 89-0055 | BuiltDate+DrainAcres | DP | DRY POND |  |  | 24035 3 NOTCH RD |  | HOLLYWOOD |  |  |  |  | 00--000 | 180526.36 | 928099.97 | 73541 | 439072 |  |  | 0 | 0 |  | 0 | I&M 4/25/89; GP ISSUED 5/3/89; PC MTG 4/24/89; SEE FADUL | 1996-06-24
SHANTI MEDICAL CTR BLDG 2 | 287 | 94-0009 | BuiltDate+DrainAcres | DP | DRY POND |  |  | _ |  | _ |  |  |  |  | 00--000 | 178048.97 | 893750.51 | 72786 | 428602 | 1994-08-12 |  | 0 | 0 |  | 0 | SENT REQUIREMENTS LETTER | 1996-06-24
SOUTHERN MARYLAND USED AUTO PARTS | 290 | 88-0037 | BuiltDate+DrainAcres | DP | DRY POND |  |  | 26470 THREE NOTCH RD |  | MECHANICSVILLE |  |  |  |  | 00--000 | 204469.58 | 900170.89 | 80839 | 430559 |  |  | 0 | 0 |  | 0 | I&M 6/23/88 | 1996-06-24
ST MARY'S IND PK SECT 1 LOT 1 | 311 | 88-0041 | BuiltDate+DrainAcres | DP | DRY POND |  |  | _ |  | _ |  |  |  |  | 11--C13 | 177337.4 | 927046.85 | 72569 | 438751 |  |  | 0 | 0 |  | 0 | I&M 5/2/88 ALSO SEE 88-0840 | 1996-06-24
ST MARY'S IND PK SECT 1 LOT 15 & 18 | 312 | 88-0027 | BuiltDate+DrainAcres | DP | DRY POND |  |  | _ |  | _ |  |  |  |  | 00--000 | 177337.4 | 927046.85 | 72569 | 438751 |  |  | 0 | 0 |  | 0 | I&M 5/9/88 | 1996-06-24
ST MARY'S IND PK SECT 2 LOT 12 | 314 | 88-0034 | BuiltDate+DrainAcres | DP | DRY POND |  |  | _ |  | _ |  |  |  |  | 00--000 | 177337.4 | 927046.85 | 72569 | 438751 |  |  | 0 | 0 |  | 0 | I&M 5/26/88 | 1996-06-24
ST MARY'S IND PK SECT 2 LOT 15 | 315 | 91-0016 | BuiltDate+DrainAcres | DP | DRY POND |  |  | _ |  | _ |  |  |  |  | 00--000 | 177337.4 | 927046.85 | 72569 | 438751 |  |  | 0 | 0 |  | 0 | I&M 2/4/86; REDI-MIX; NOW HOWLIN CONCRETE SEE CORRESPONDE | 1996-06-24
ST MARY'S IND PK SECT 2 LOT 16 | 316 | 89-0017 | BuiltDate+DrainAcres | DP | DRY POND |  |  | _ |  | _ |  |  |  |  | 00--000 | 177337.4 | 927046.85 | 72569 | 438751 |  |  | 0 | 0 |  | 0 | I&M 10/4/88 | 1996-06-24
ST MARY'S IND PK SECT 2 LOT 7 | 317 | 89-0007 | BuiltDate+DrainAcres | DP | DRY POND |  |  | _ |  | _ |  |  |  |  | 00--000 | 177337.4 | 927046.85 | 72569 | 438751 |  |  | 0 | 0 |  | 0 | I&M 2/8/89 CHK 89-43 | 1996-06-24
WEST AMONDIANA | 359 | NA | BuiltDate+DrainAcres | DP | DRY POND |  |  | _ |  | _ |  |  |  |  | 24--K04 | 143000.8 | 959001.56 | 62103 | 448491 |  |  | 0 | 0 |  | 0 | _
WETTS OFC | 362 | 95-0025 | BuiltDate+DrainAcres | DP | DRY POND |  |  | _ |  | _ |  |  |  |  | 18--A04 | 169499.73 | 941498.58 | 70180 | 443156 |  |  | 0 | 0 |  | 0 | _
WISE OFC BLDG | 376 | 90-0007 | BuiltDate+DrainAcres | DP | DRY POND |  |  | _ |  | _ |  |  |  |  | 00--000 | 155251.36 | 961078.34 | 65837 | 449124 |  |  | 0 | 0 |  | 0 | SEE WAYNE+ANNA WISE SEE PC MTG 10/23/89 GP REQMTS SENT | 1996-06-24
BROOKS CLUSTER | 36 | 03-0001 | BuiltDate | DP | DRY POND |  | 54.92 | RT 245 & OLD RT 245 | 400 FT SW OF |  |  | 26 | 21 | 120 | 10--G10 | 182500 | 915000 | 74142.61 | 435079.02 |  |  | 11 | 56 |  | 1 |  | 2006-06-21
QUEEN ARBOR SUBDVN POND 2 | 262 | 92-0032 | BuiltDate | DP | DRY POND |  | 2.14 | _ |  | _ |  |  |  |  | 05--J11 | 206398.71 | 899101.36 | 81427 | 430233 | 1997-04-03 |  | 11 | 66 |  | 1 | PC MTG 8/12/91; PC MTG 6/10/91; PC MTG 11/13/90; SENT COMMEN | 1996-06-24
WILLLOW WOODS POND 3 | 375 | 98-0027 | BuiltDate | DP | DRY POND |  | 6.53 | WILLOWS RD |  |  |  | 51 | 10+11 | 318+389 | 18--H13 | 211720 | 1468450 |  |  |  |  | 12 | 72 |  | 1 |  | 2006-11-30
SOUTHWOODS PUD | 295 | 99-0007 | BuiltDate | DP | DRY POND |  | 5.9 |  |  |  |  | 52 | 2+3 | 7 | 19--D12 | 153700 | 967700 | 65364.13 | 451142.31 |  |  | 12 | 76 |  | 1 |  | 2006-06-21
KEDGES STRAIT SUNDVN | 158 | 96-0011 | BuiltDate | DP | DRY POND |  | 17.51 | LONG LN | CEDAR COVE PUD | HERMANVILLE |  | 52 |  | 87 | 19--F11 | 150000 | 970000 | 64236.35 | 451843.37 |  |  | 11 | 76 |  | 1 |  | 2006-06-21
SWASH BAY | 331 | 98-0006 | BuiltDate | DP | DRY POND |  | 17.7 | WILLIS WHARF CT |  | LEXINGTON PARK | 20653 | 52 | 3 | 425 | 19--E11 | 155000 | 969200 | 65760.37 | 451599.52 |  |  | 12 | 76 |  | 1 |  | 2006-06-21
WILLLOW WOODS POND 2 | 374 | 98-0027 | BuiltDate | DP | DRY POND |  | 10.3 | WILLOWS RD |  |  |  | 51 | 10+11 | 318+389 | 18--H13 | 211800 | 1468450 |  |  |  |  | 12 | 77 |  | 1 |  | 2006-11-30
SOUTHERN MARYLAND BROADCASTING CORP STORAGE | 289 | 98-0019 | BuiltDate | DP | DRY POND |  | 14.6 | ST ANDREWS CHURCH RD |  | CALIFORNIA | 20619 | 42 | 7 | 80 | 17--C06 | 163000 | 927000 | 68198.92 | 438736.71 | 1998-03-31 |  | 14 | 77 |  | 1 |  | 2006-06-21
WILLLOW WOODS POND 1 | 373 | 98-0027 | BuiltDate | DP | DRY POND |  | 15.3 | WILLOWS RD |  |  |  | 51 | 10+11 | 318+389 | 18--H13 | 211825 | 1467120 | 83080.55 | 603367.32 |  |  | 12 | 77 |  | 1 |  | 2006-11-30
LEXINGTON PARK SENIOR APTS | 199 | 99-0036 | BuiltDate | DP | DRY POND |  | 7.84 | PEGG RD |  |  |  | 43 | 21 | 136+250 | 18--F09 | 158000 | 952000 | 66674.82 | 446356.88 |  |  | 13 | 79 |  | 1 |  | 2006-06-21
LEXINGTON PARK SENIOR APTS | 200 | 99-0036 | BuiltDate | DP | DRY POND |  | 12.3 | PEGG RD |  |  |  | 43 | 21 | 136+250 | 18--F09 | 159000 | 952000 | 66979.62 | 446356.88 |  |  | 13 | 79 |  | 1 |  | 2006-06-21
WESTBURY PUD SECT 1 PH 2 | 361 | 97-0017 | BuiltDate | DP | DRY POND |  | 13.1 | PEGG RD & WESTBURY BLVD |  | LEXINGTON PARK | 20653 | 51 | 2 | 147 | 18--D11 | 154500 | 947500 | 65608.01 | 444985.26 |  |  | 12 | 80 |  | 1 |  | 2006-06-21
FIRST COLONY POND 3 | 99 | 99-0025 | BuiltDate | DP | DRY POND |  | 72.1 | FDR BLVD |  |  |  | 34 | 22+23 | 444+455+456+P/O490+516 | 17--J04 | 168000 | 939000 | 69722.89 | 442394.41 |  |  | 14 | 84 |  | 1 |  | 2006-06-21
LAUREL GLEN PUD POND 2 | 172 | 94-0017 | BuiltDate | DP | DRY POND |  | 15.1 |  |  |  |  | 42 | 5 | 669 | 17--K05 | 160600 | 940000 | 67467.34 | 442699.22 |  |  | 13 | 86 |  | 1 |  | 2006-06-21
MAPLE PARK PH 2 | 213 | 97-0006 | BuiltDate | DP | DRY POND |  | 1.4 | RT 235 & MAPLE RD |  |  |  | 35 | 22 | P/O 14 | 18--C05 | 167300 | 945600 | 69509.5 | 444406.14 |  |  | 14 | 88 |  | 1 |  | 2006-06-21
PINEY POINT ES | 249 | 97-0012 | None | DP+UGS | DRY POND+UNDERGROUND STORAGE | 1998-04-29 | 0.5 | P O BOX 641 |  | LEONARDTOWN | 20650 |  |  |  | 27--G02 | 120999.38 | 933499.9 | 55397 | 440718 | 1996-12-30 |  | 16 | 60 |  | 1 | _ | 1998-05-20
PINEY POINT ES | 250 | 97-0012 | None | DP+UGS | DRY POND+UNDERGROUND STORAGE | 1998-04-29 | 0.5 | P O BOX 641 |  | LEONARDTOWN | 20650 |  |  |  | 27--G02 | 120999.38 | 933499.9 | 55397 | 440718 | 1996-12-30 |  | 16 | 60 |  | 1 | _ | 1998-05-20
CHARLOTTE HALL FARMERS MARKET | 57 | 02-0022 | None | DW | DRY WELL | 2003-03-24 | 0.6 |  |  | MECHANICSVILLE |  | 4 | 4 | 202 | 01--A08 | 238000 | 875000 | 91059.07 | 422886.73 |  |  | 11 | 91 |  | 1 |  | 2006-06-21
IAMs WILLIAM W WINPISINGER ED & TECH CTR | 154 | 99-0018 | None | DW | DRY WELL | 2002-04-23 | 0.46 | 24494 PLACID HARBOR WAY |  | HOLLYWOOD | 20636 | 27 | 18 | 157 | 11--K09 | 185000 | 940000 | 74904.54 | 442699.23 |  |  |  | 98 |  | 1 |  | 2006-06-21
MAPLE RUN SECT 4 | 216 | 92-0026 | BuiltDate | ED | EXTENDED DETENTION STRUCTURE |  | 2.92 | PLANTATION CT & VICTORIAN RUN |  | _ |  |  |  |  | 17--F08 | 160772.64 | 930832.87 | 67520 | 439905 | 1992-07-22 |  | 0 | 0 |  | 0 | I&M 7/22/92; 07/08/91 PC MTG; TOTAL AREA 40 ACRES | 1996-06-24
LAUREL RIDGE SECT 4B | 178 | 91-0030 | None | ED | EXTENDED DETENTION STRUCTURE | 1995-05-16 | 5.8 | _ |  | _ |  |  |  |  | 00--000 | 235650.67 | 874774.53 | 90343 | 422818 | 1991-08-01 |  | 0 | 0 |  | 0 | I&M 7/09/91; PC MTG 6/24/91 | 1996-06-24
HICKORY HILLS | 135 | 95-0005 | DrainAcres | ED | EXTENDED DETENTION STRUCTURE | 1996-01-01 |  | _ |  | _ |  |  |  |  | 18--B05 | 166599.53 | 943601.54 | 69296 | 443797 | 1995-03-21 |  | 0 | 0 |  | 0 | PC MTG 12/12/94; PC MTG 8/9/93; TEC 7/21/93; PC MTG 12/09/91 | 1996-06-24
LINDSAY ESTS | 206 | 91-0044 | DrainAcres | ED | EXTENDED DETENTION STRUCTURE | 1994-01-01 |  | _ |  | _ |  |  |  |  | 00--000 | 161251.83 | 945376.46 | 67666 | 444338 |  |  | 0 | 0 |  | 0 | _ | 1996-06-24
MOORINGS AT CEDAR COVE THE | 227 | 90-0029 | DrainAcres | ED | EXTENDED DETENTION STRUCTURE | 1993-09-30 |  |  |  | _ |  | 42 | 21 | 49 | 00--000 | 157200.21 | 970100.52 | 66431 | 451874 | 1990-04-24 |  | 0 | 0 |  | 0 | I&M 4/16/90; PC MTG 2/26/90 48 LOTS PC 3/27/90 GP ISSUE | 1996-06-24
SAN SOUCI PLZ PH 2 | 278 | 87-0029 | BuiltDate+DrainAcres | ED | EXTENDED DETENTION STRUCTURE |  |  | _ |  | _ |  |  |  |  | 18--D05 | 166373.18 | 947794.4 | 69227 | 445075 |  |  | 0 | 0 |  | 0 | _ | 1996-06-24
SAN SOUCI PLZ PH 3 SECT 2 | 279 | 87-0031 | DrainAcres | ED | EXTENDED DETENTION STRUCTURE | 1991-10-31 |  | _ |  | _ |  |  |  |  | 00--000 | 166373.18 | 947794.4 | 69227 | 445075 | 1987-04-09 |  | 0 | 0 |  | 0 | _ | 1996-06-24
SAN SOUCI PLZ PH 3 SWM | 280 | 87-0035 | BuiltDate+DrainAcres | ED | EXTENDED DETENTION STRUCTURE |  |  | _ |  | _ |  |  |  |  | 00--000 | 166373.18 | 947794.4 | 69227 | 445075 |  |  | 0 | 0 |  | 0 | I&M 4/29/87 | 1996-06-24
HOLLYWOOD ES | 144 | 92-0023 | None | ED | EXTENDED DETENTION STRUCTURE | 1994-02-23 | 12.18 | _ |  | _ |  |  |  |  | 11--F09 | 184000.78 | 931600.53 | 74600 | 440139 | 1992-04-13 |  | 16 | 74 |  | 1 | I&M 4/16/92; PC MTG 10/15/91 | 1996-06-24
BUCK PK EAST | 38 | 96-0023 | DrainAcres | EDSD | EXTENDED DETENTION STRUCTURE_DRY | 1999-01-01 |  | _ |  | _ |  |  |  |  | 18--D07 | 162101.57 | 947200.58 | 67925 | 444894 |  |  | 0 | 0 |  | 0 | _
CHANCELLOR'S RUN PK | 52 | 96-0028 | DrainAcres | EDSD | EXTENDED DETENTION STRUCTURE_DRY | 1999-01-01 |  | _ |  | _ |  |  |  |  | 18--C09 | 158000.56 | 944500.49 | 66675 | 444071 |  |  | 0 | 0 |  | 0 | _
MCKAY'S PLZ | 218 | 91-0022 | BuiltDate+DrainAcres | EDSD | EXTENDED DETENTION STRUCTURE_DRY |  |  | _ |  | _ |  |  |  |  | 18--D12 | 152751.3 | 948276.69 | 65075 | 445222 |  |  | 0 | 0 |  | 0 | _
PICKETTS HARBOR | 244 | 91-0022 | BuiltDate+DrainAcres | EDSD | EXTENDED DETENTION STRUCTURE_DRY |  |  | _ |  | _ |  |  |  |  | 19--E10 | 156284.87 | 970399.07 | 66152 | 451965 |  |  | 0 | 0 |  | 0 | _
RIDGES SUITES AT CEDAR COVE | 268 | 96-0011 | BuiltDate+DrainAcres | EDSD | EXTENDED DETENTION STRUCTURE_DRY |  |  | _ |  | _ |  |  |  |  | 19--F11 | 149998.85 | 969998.8 | 64236 | 451843 |  |  | 0 | 0 |  | 0 | _
MALLARD'S LANDING BASIN 2 | 212 | GP-99-0005 | None | EDSD | EXTENDED DETENTION STRUCTURE_DRY | 1999-06-23 | 2.07 | GREENHEAD DR | [6 empty] | 01--K12 | 230499.72 | 880499.45 | 88773 | 424563 | 1998-10-05 |  | 11 | 44 |  | 1 | _ | 2001-03-21
MALLARD'S LANDING BASIN 1 | 211 | GP-99-0005 | None | EDSD | EXTENDED DETENTION STRUCTURE_DRY | 1999-06-23 | 6.06 | GREENHEAD DR | [6 empty] | 01--J12 | 230201.17 | 881001.41 | 88682 | 424716 | 1998-10-05 |  | 11 | 44 |  | 1 | _ | 2001-03-21
BLAIR VIDEO | 23 | 95-0007 | None | EDSD | EXTENDED DETENTION STRUCTURE_DRY | 1996-12-11 | 5.73 | 30185 TRIANGLE DR |  | CHARLOTTE HALL | 20622 |  |  |  | 26--K03 | 144498.86 | 864498.94 | 62560 | 419686 |  |  | 10 | 55 |  | 1 | _ | 1997-01-27
VALLEY WOOD | 340 | 00-0020 | None | EDSD | EXTENDED DETENTION STRUCTURE_DRY | 2004-01-06 | 4.79 | VALLEY WOOD CT |  |  |  | 9 | 22 | 56 | 04--J06 | 217000 | 882000 | 84658.29 | 425020.37 |  |  |  | 56 |  | 1 |  | 2006-06-21
LEONARDTOWN BAPTIST CH | 190 | 02-0040 | None | EDSD | EXTENDED DETENTION STRUCTURE_DRY | 2002-05-20 | 3.08 | RT 245 |  | LEONARDTOWN | 20650 | 32 |  | 32 | 16--B01 | 175000 | 905000 | 71856.63 | 432030.94 |  |  | 14 | 58 |  | 1 |  | 2006-06-21
KINGSTON SHORES 96-0299 | 164 | 98-0046 | None | EDSD | EXTENDED DETENTION STRUCTURE_DRY | 2002-07-24 | 1.01 | GROSS DR | 1 1/4 MI S OF THOS JOHNSON BRIDGE |  |  | 35 | 7 | 23&112 | 17--C13 | 177000 | 945800 | 72466.1 | 444467.1 | 1999-03-17 |  | 11 | 60 |  | 1 |  | 2006-06-21
KINGSTON POND 8 PH 3 | 163 | 02-0025 | BuiltDate | EDSD | EXTENDED DETENTION STRUCTURE_DRY |  | 10.56 | RT 244 & BRETON BEACH RD | NB SIDE & APPROX 1500' S |  |  | 49 | 7 | 78 | 16--D12 | 153000 | 908000 | 65150.99 | 432945.35 |  |  | 11 | 67 |  | 1 |  | 2006-06-21
KINGSTON POND 7 PH 3 | 162 | 02-0025 | BuiltDate | EDSD | EXTENDED DETENTION STRUCTURE_DRY |  | 4.35 | RT 244 & BRETON BEACH RD | NB SIDE & APPROX 1500' S |  |  | 49 | 7 | 78 | 16--D12 | 153000 | 908000 | 65150.99 | 432945.35 |  |  | 11 | 69 |  | 1 |  | 2006-06-21
HELENS RETREAT | 379 | 03-0006 | BuiltDate | EDSD | EXTENDED DETENTION STRUCTURE_DRY |  | 4.7 | RT 5 & RT 238 | W OF RT 5 & N OF RT 238 |  |  | 18 | 7 | 57+58+115 | 08--D02 | 198500 | 871500 | 79019.5 | 421819.876 |  |  |  | 70 |  | 1 |  | 2006-11-30
KINGSTON POND 6 PH 3 | 161 | 02-0025 | BuiltDate | EDSD | EXTENDED DETENTION STRUCTURE_DRY |  | 7.32 | RT 244 & BRETON BEACH RD | NB SIDE & APPROX 1500' S |  |  | 49 | 7 | 78 | 16--D12 | 153000 | 908000 | 65150.99 | 432945.35 |  |  | 11 | 70 |  | 1 |  | 2006-06-21
CHAMPION USED AUTO PARTS LOT 4 SECT 1 | 49 | 93-0003 | None | EDSD | EXTENDED DETENTION STRUCTURE_DRY | 2002-11-18 | 3 |  | ST MARYS IND PK | [5 empty] | 11--D12 | 133395 | 946942 | 59175.16 | 444815.2 |  |  | 15 | 74 |  | 1 |  | 2006-06-21
5TH DITRICT PARK | 1 | 97-0026 | None | EDSD | EXTENDED DETENTION STRUCTURE_DRY | 1997-12-01 | 7.26 | RT 6 | 1/2 MI E OF RT 5 | CHARLOTTE HALL | 20622 | 4 | 11 | 65+66 | 01--B10 | 234300 | 866700 | 89931.31 | 420356.84 | 1997-06-06 |  | 16 | 77 |  | 1 |  | 2006-06-21
LEXINGTON PARK CHRISTIAN SCHOOL | 195 | 03-0016 | BuiltDate | EDSD | EXTENDED DETENTION STRUCTURE_DRY |  | 14.83 | RT 5 & RT 249 | NB SIDE & APPROX 1900' W |  |  | 50 | 17 | 38 | 23--K01 | 149000 | 940000 | 63931.62 | 442699.22 |  |  |  | 78 |  | 1 |  | 2006-06-21
GRIFFINS FLOORING AMERICA | 123 | 02-0012 | None | EDSD | EXTENDED DETENTION STRUCTURE_DRY | 2003-09-30 | 2.82 |  |  | LEONARDTOWN |  | 43 | 1 | 14+17 | 18--C05 | 167600 | 945400 | 69600.94 | 444345.18 |  |  | 14 | 80 |  | 1 |  | 2006-06-21
WILDEWOOD TECH PK LOT 15 | 368 | 98-0030 | None | EDSD | EXTENDED DETENTION STRUCTURE_DRY | 1999-05-17 | 5.3 | 23330 COTTONWOOD PKWY | [6 empty] | 17--E02 | 173498.9 | 931000.16 | 71399 | 439956 | 1998-05-14 |  | 14 | 81 |  | 1 | _ | 2001-03-21
BAY RIDGE ESTS POND 1 SECT 3 | 19 | 99-0012 | None | EDSD | EXTENDED DETENTION STRUCTURE_DRY | 2001-11-06 | 10.7 |  |  |  |  | 51 | 13 | 431 | 24--C01 | 149000 | 946000 | 63931.6 | 444528.06 |  |  | 11 | 81 |  | 1 |  | 2006-06-21
ESSEX SOUTH SECT 4B & C | 91 | 91-0011 | None | EDSD | EXTENDED DETENTION STRUCTURE_DRY | 1997-10-31 | 15.63 | P O BOX 69 |  | ST MARY'S CITY | 20686 |  |  |  | 18--H12 | 152200.18 | 955599.42 | 64907 | 447454 |  |  | 10 | 81 |  | 1 | _ | 1997-11-04
HUNTING QUARTER SECT 2C | 149 | 98-0029 | BuiltDate | EDSD | EXTENDED DETENTION STRUCTURE_DRY |  | 36.78 | RT 5 & HUNTING QUARTER DR |  |  |  | 50 | 16 | 89 | 17--J13 | 150000 | 937300 | 64236.44 | 441876.23 |  |  | 11 | 81 |  | 1 |  | 2006-06-21
CORNERSTONE PRESBYTARIAN CH | 71 | 00-0015 | None | EDSD | EXTENDED DETENTION STRUCTURE_DRY | 2001-07-17 | 4.08 | 23075 TOWN CREEK DR |  | LEXINGTON PARK |  | 35A |  | 19 | 18--C03 | 171000 | 945000 | 70637.28 | 444223.26 | 2000-06-22 |  | 12 | 82 |  | 1 |  | 2006-06-21
WAWA @ GREAT MILLS | 353 | 01-0013 | None | EDSD | EXTENDED DETENTION STRUCTURE_DRY | 2002-04-12 | 13.1 | GREAT MILLS BLVD & CHANCELLORS RUN RD | NE OF | GREAT MILLS |  | 51 | 8 | 2+P/O 588 | 18--D12 | 153000 | 947000 | 65150.81 | 444832.86 |  |  | 14 | 82 |  | 1 |  | 2006-06-21
LEONARDTOWN HS POND 1 | 193 | 99-0041 | None | EDSD | EXTENDED DETENTION STRUCTURE_DRY | 2001-12-10 | 21.4 | 23995 POINT LOOKOUT RD |  |  |  | 41 | 13+14+19+20 |  | 16--E08 | 160000 | 911000 | 67284.59 | 433859.78 |  |  | 16 | 84 |  | 1 |  | 2006-06-21
PICKETT'S HARBOR TOWNHOUSES | 246 | 90-0004 | None | EDSD | EXTENDED DETENTION STRUCTURE_DRY | 1996-10-25 | 5.37 | CEDAR COVE OFF LONG LN |  | _ |  |  |  |  | 19--E10 | 156284.87 | 970399.07 | 66152 | 451965 | 1990-08-02 |  | 12 | 85 |  | 1 | _ | 1996-10-25
HOLLYWOOD BUS PK | 143 | 01-0003 | BuiltDate | EDSD | EXTENDED DETENTION STRUCTURE_DRY |  | 10.5 | MERVELL DEAN RD |  | HOLLYWOOD |  | 27 | 19 | 1855 | 11--D11 | 181000 | 928500 | 73685.36 | 439193.93 |  |  | 14 | 85 |  | 1 |  | 2006-06-21
PINE HILL TECH PK PH I | 247 | 98-0011 | None | EDSD | EXTENDED DETENTION STRUCTURE_DRY | 1999-04-13 | 9.1 | PINE HILL RD | [6 empty] | 19--E10 | 157226.44 | 968525.74 | 66439 | 451394 | 1997-12-17 |  | 14 | 89 |  | 1 | _ | 2001-03-21
ST CLEMENTS CROSSING | 303 | 02-0018 | None | EDSD | EXTENDED DETENTION STRUCTURE_DRY | 2004-07-22 | 16.07 | GREAT MILLS RD |  |  |  | 51 | 03 | 97 | 18--G11 | 155000 | 982000 | 65760.34 | 455501.02 |  |  | 12 | 90 |  | 1 |  | 2006-06-21
ST MARY'S MEDICAL CTR | 321 | 96-0018 | None | EDSD | EXTENDED DETENTION STRUCTURE_DRY | 1998-12-24 | 605 | _ |  | _ |  |  |  |  | 11--D11 | 179364.95 | 927906.41 | 73187 | 439013 | 1996-03-29 |  | 14 | 90 |  | 0 | _ | 2001-10-05
LEONARDTOWN HS POND 2 | 194 | 99-0041 | None | EDSD | EXTENDED DETENTION STRUCTURE_DRY | 2002-10-20 | 6.5 | 23995 POINT LOOKOUT RD |  |  |  | 41 | 13+14+19+20 |  | 16--E08 | 160000 | 911000 | 67284.59 | 433859.78 |  |  | 16 | 91 |  | 1 |  | 2006-06-21
COUNTY FIRST BANK | 75 | 98-0048 | BuiltDate | EDSD | EXTENDED DETENTION STRUCTURE_DRY |  | 0.75 | RT 235 & TOWN CREEK DR | 225' SW OF |  |  | 42 | 6 | 15 | 18--B04 | 168000 | 954000 | 69722.85 | 446966.49 | 2003-07-10 |  | 14 | 92 |  | 1 |  | 2006-06-21
CALLAWAY MARKETPLACE | 41 | 00-0023 | None | EDSD | EXTENDED DETENTION STRUCTURE_DRY | 2003-03-27 | 19.5 | 20995 POINT LOOKOUT RD |  | CALLAWAY | 20620 | 50 |  | 16+18+169+171+234+281 | 23--H02 | 146800 | 935900 | 63261.08 | 441449.51 |  |  | 14 | 93 |  | 1 |  | 2006-06-21
VESTRY OF KING & QUEEN PARISH | 341 | 01-0022 | None | EDSD+DP | EXTENDED DETENTION STRUCTURE_DRY+DRY POND | 2002-02-19 | 4.52 | ZACH FOWLER RD |  | CHAPTICO |  | 17 | 21 | 129 | 07--K04 | 193800 | 862000 | 77586.95 | 418924.26 |  |  | 16 | 69 |  | 1 |  | 2006-06-21
SHANGRI-LA OFC COMPLEX | 285 | 98-0015 | None | EDSD+PD | EXTENDED DETENTION STRUCTURE_DRY+DRY POND | 2001-12-18 | 1.5 | 21610 S ESSEX DR |  | LEXINGTON PARK | 20653 | 43A |  | 121 | 18--H10 | 156000 | 955100 | 66065.2 | 447301.78 |  |  | 14 |  |  | 1 |  | 2006-06-21
LLOYDS REST SUBDVN | 207 | 03-0008 | None | EDSW | EXTENDED DETENTION STRUCTURE_WET | 2004-08-06 | 85.82 |  |  | MECHANICSVILLE | 20659 | 8 | 8 | 88 | 03--G02 | 224000 | 860000 | 86791.86 | 418314.66 |  |  | 11 | 69 |  | 1 |  | 2006-06-21
SOUTHWOODS PUD | 296 | 99-0007 | BuiltDate | EDSW | EXTENDED DETENTION STRUCTURE_WET |  | 53.4 |  |  |  |  | 52 | 2+3 | 7 | 19--D12 | 153700 | 967700 | 65364.13 | 451142.31 |  |  | 12 | 76 |  | 1 |  | 2006-06-21
KINGSTON POND 3 PH 3 | 160 | 99-0024 | None | EDSW | EXTENDED DETENTION STRUCTURE_WET | 2001-11-16 | 8.44 | RT 244 & BRETON BEACH RD | NB SIDE & APPROX 1500' S |  |  | 49 | 7 | 78 | 16--D13 | 151000 | 910000 | 64541.38 | 433554.97 |  |  | 11 | 77 |  | 1 |  | 2006-06-21
KINGSTON POND 2 PH 1 | 159 | 99-0024 | None | EDSW | EXTENDED DETENTION STRUCTURE_WET | 2001-11-16 | 6.2 | RT 244 & BRETON BEACH RD | NB SIDE & APPROX 1500' S |  |  | 49 | 7 | 78 | 16--D13 | 151000 | 910000 | 64541.38 | 433554.97 |  |  | 11 | 79 |  | 1 |  | 2006-06-21
FIRST COLONY POND 2 | 98 | 99-0025 | BuiltDate | EDSW | EXTENDED DETENTION STRUCTURE_WET |  | 88.2 | FIRST COLONY BLVD & FDR BLVD |  |  |  | 34 | 22+23 | 444+455+456+P/O490+516 | 17--J04 | 169000 | 938000 | 70027.7 | 442089.61 |  |  | 14 | 87 |  | 1 |  | 2006-06-21
FAIRFIELD INN | 95 | 02-0006 | BuiltDate | EDSW | EXTENDED DETENTION STRUCTURE_WET |  | 13 | RT 235 |  | LEXINGTON PARK | 20653 | 43 | 16 | 76+77 | 18--G08 | 160855 | 953826 | 67545.03 | 446913.46 |  |  | 14 | 91 |  | 1 |  | 2006-06-21
ST MARY'S IND PK SECT 2 LOT 7 | 318 | 92-0041 | None | IB | INFILTRATION BASIN | 1993-07-12 | 1.37 | _ |  | _ |  |  |  |  | 00--000 | 177337.4 | 927046.85 | 72569 | 438751 | 1992-07-17 |  | 0 | 0 |  | 0 | _ | 1996-06-24
LANDINGS OF BRETON BAY | 167 | 95-0004 | None | IB | INFILTRATION BASIN | 1998-01-01 | 1.4 | _ |  | _ |  |  |  |  | 15--F10 | 155998.47 | 893999.88 | 66065 | 428678 | 1994-12-23 |  | 0 | 0 |  | 0 | PC MTG 9/26/94; REVIEW OF 9 LOT SUBDIVISION; REC'D RECORD PL | 1996-06-24
RT 5 TO SARATOGA DR | 270 | 90-SF-0006 | BuiltDate | IB | DETENTION POND+INFILTRATION BASIN |  | 3.65 | RT 246 |  | _ | 20000 |  |  |  | 00--000 | 152200.12 | 946898.76 | 64907 | 444802 | 1993-03-02 |  | 0 | 0 |  | 0 | FUNCTIONS AS BOTH DETENTION AN INFILTRATION BASIN DA#9 | 2099-12-31
SWING & SWAT SHRIVER PROPERTY | 332 | 93-0002 | None | IB | INFILTRATION BASIN | 1994-01-03 | 15.7 | _ |  | _ |  |  |  |  | 00--000 | 180349.22 | 929976.56 | 73487 | 439644 | 1993-02-24 |  | 0 | 0 |  | 0 | I&M 2/24/93; PC MTG 7/22/91 AKA COMMERCIAL / RECREATION CE | 1996-06-24
BAYBERRY SUBDVN | 21 | 88-0007 | DrainAcres | IB | INFILTRATION BASIN | 1991-01-01 |  | 43-13-455 |  | _ |  |  |  |  | 00--000 | 161999.87 | 947000.45 | 67894 | 444833 |  |  | 0 | 0 |  | 0 | _ | 1996-06-24
BOATEL CALIFORNIA | 25 | OPZ86-0053 | DrainAcres | IB | INFILTRATION BASIN | 1995-01-01 |  | _ |  | _ |  |  |  |  | 00--000 | 178341.49 | 941249.22 | 72875 | 443080 |  |  | 0 | 0 |  | 0 | SEE BOATEL CALIFORNIA | 1996-06-24
BOATEL CALIFORNIA | 24 | 90-0025 | DrainAcres | IB | INFILTRATION BASIN | 1992-04-23 |  | 35-02-04-03 |  | _ |  |  |  |  | 00--000 | 178341.49 | 941249.22 | 72875 | 443080 | 1990-04-05 |  | 0 | 0 |  | 0 | I&M 03/15/90; SOIL BORING INFO SUBMITTED; PC MTG 9/11/89 PC | 1996-06-24
CHRISTMAS HILL MINOR SUBDVN | 66 | 94-0008 | DrainAcres | IB | INFILTRATION BASIN | 1996-01-01 |  | _ |  | _ |  |  |  |  | 24--G08 | 133666.85 | 953932.7 | 59258 | 446946 | 1994-12-12 |  | 0 | 0 |  | 0 | REVIEW OF 5 LOT SUBDIVISION+FARMSTEAD; ALSO SEE TEC 11/2 | 1996-06-24
CHRISTMAS HILL MINOR SUBDVN | 67 | 94-0008 | DrainAcres | IB | INFILTRATION BASIN | 1996-01-01 |  | _ |  | _ |  |  |  |  | 24--G08 | 133666.85 | 953932.7 | 59258 | 446946 | 1994-12-12 |  | 0 | 0 |  | 0 | REVIEW OF 5 LOT SUBDIVISION+FARMSTEAD; ALSO SEE TEC 11/2 | 1996-06-24
DANIELS MINOR SUBDVN | 80 | 92-0024 | DrainAcres | IB | INFILTRATION BASIN | 1994-01-01 |  | _ |  | _ |  |  |  |  | 00--000 | 176182.61 | 931876.12 | 72217 | 440223 |  |  | 0 | 0 |  | 0 | _
RUNCO BLDG | 276 | OPZ88-1857 | BuiltDate+DrainAcres | IB | INFILTRATION BASIN |  |  | _ |  | _ |  |  |  |  | 00--000 | 167751.09 | 943726.21 | 69647 | 443835 |  |  | 0 | 0 |  | 0 | PC MTG 11/27/89 PC MTG 11/13/89 PC MTG 4/10/89 SEE THRE | 1996-06-24
LAVENDER ESTS POND 02 | 181 | 01-0001 | None | IB | INFILTRATION BASIN | 2002-01-18 | 3.82 |  | NR ALL FAITH EPISCOPAL CH | HUNTERSVILLE |  | 5 | 21 | 19 | 01--G12 | 230000 | 877000 | 88620.68 | 423496.34 |  |  | 11 | 40 | =X181 | 1 |  | 2006-06-21
LAVENDER ESTS POND 01 | 180 | 01-0001 | None | IB | INFILTRATION BASIN | 2002-01-18 | 3.48 |  | NR ALL FAITH EPISCOPAL CH | HUNTERSVILLE |  | 5 | 21 | 19 | 01--G12 | 231000 | 877000 | 88925.48 | 423496.34 |  |  | 11 | 42 |  | 1 |  | 2006-06-21
LAVENDER ESTS POND 04 | 183 | 01-0001 | None | IB | INFILTRATION BASIN | 2002-01-18 | 1.96 |  | NR ALL FAITH EPISCOPAL CH | HUNTERSVILLE |  | 5 | 21 | 19 | 01--G12 | 230000 | 876000 | 88620.68 | 423191.53 |  |  | 11 | 44 |  | 1 |  | 2006-06-21
LAVENDER ESTS POND 10 | 189 | 01-0001 | None | IB | INFILTRATION BASIN | 2002-01-18 | 4.11 |  | NR ALL FAITH EPISCOPAL CH | HUNTERSVILLE |  | 5 | 21 | 19 | 01--G12 | 230000 | 877000 | 88620.68 | 423496.34 |  |  | 11 | 50 |  | 1 |  | 2006-06-21
LAVENDER ESTS POND 07 | 186 | 01-0001 | None | IB | INFILTRATION BASIN | 2002-01-18 | 5.49 |  | NR ALL FAITH EPISCOPAL CH | HUNTERSVILLE |  | 5 | 21 | 19 | 01--G12 | 229000 | 876000 | 88315.88 | 423191.53 |  |  | 11 | 50 |  | 1 |  | 2006-06-21
LAVENDER ESTS POND 03 | 182 | 01-0001 | None | IB | INFILTRATION BASIN | 2002-01-18 | 8.85 |  | NR ALL FAITH EPISCOPAL CH | HUNTERSVILLE |  | 5 | 21 | 19 | 01--G12 | 230000 | 877000 | 88620.68 | 423496.34 |  |  | 11 | 50 |  | 1 |  | 2006-06-21
LAVENDER ESTS POND 06 | 185 | 01-0001 | None | IB | INFILTRATION BASIN | 2002-01-18 | 4.73 |  | NR ALL FAITH EPISCOPAL CH | HUNTERSVILLE |  | 5 | 21 | 19 | 01--G12 | 229000 | 874000 | 88315.88 | 422581.91 |  |  | 11 | 54 |  | 1 |  | 2006-06-21
LAVENDER ESTS POND 05 | 184 | 01-0001 | None | IB | INFILTRATION BASIN | 2002-01-18 | 1.16 |  | NR ALL FAITH EPISCOPAL CH | HUNTERSVILLE |  | 5 | 21 | 19 | 01--G12 | 259000 | 877000 | 97459.84 | 423496.28 |  |  | 11 | 58 |  | 1 |  | 2006-06-21
LAVENDER ESTS POND 09 | 188 | 01-0001 | None | IB | INFILTRATION BASIN | 2002-01-18 | 8.73 |  | NR ALL FAITH EPISCOPAL CH | HUNTERSVILLE |  | 5 | 21 | 19 | 01--G12 | 228000 | 876000 | 88011.09 | 423191.53 |  |  | 11 | 58 |  | 1 |  | 2006-06-21
HEARTS DESIRE DR BASIN 2 | 129 | 01-0010 | BuiltDate | IB | INFILTRATION BASIN |  | 0.33 | HEARTS DESIRE DR |  |  |  | 5 | 17 | 104 | 02--B11 | 232000 | 886500 | 89230.28 | 426392.02 |  |  | 11 | 62 |  | 1 |  | 2006-06-21
LAVENDER ESTS POND 08 | 187 | 01-0001 | None | IB | INFILTRATION BASIN | 2002-01-18 | 4.17 |  | NR ALL FAITH EPISCOPAL CH | HUNTERSVILLE |  | 5 | 21 | 19 | 01--G12 | 229000 | 876000 | 88315.88 | 423191.53 |  |  | 11 | 62 |  | 1 |  | 2006-06-21
HEARTS DESIRE DR BASIN 1 | 128 | 01-0010 | None | IB | INFILTRATION BASIN | 2005-02-07 | 0.75 | HEARTS DESIRE DR |  |  |  | 5 | 17 | 104 | 02--B11 | 231500 | 886400 | 89077.88 | 426361.54 | 2001-05-10 |  | 11 | 65 |  | 1 |  | 2006-06-21
HEARTS DESIRE DR BASIN 3 | 130 | 01-0010 | BuiltDate | IB | INFILTRATION BASIN |  | 1.08 | HEARTS DESIRE DR |  |  |  | 5 | 17 | 104 | 02--B11 | 232400 | 886800 | 89352.2 | 426483.46 |  |  | 11 | 65 |  | 1 |  | 2006-06-21
QUEEN ARBOR SUBDVN POND 3 | 263 | 92-0032 | None | IB | INFILTRATION BASIN | 1997-04-03 | 1.18 | _ |  | _ |  |  |  |  | 05--J11 | 206149.37 | 899511.46 | 81351 | 430358 |  |  | 11 | 65 |  | 1 | PC MTG 8/12/91; PC MTG 6/10/91; PC MTG 11/13/90; SENT COMMEN | 2001-10-05
FIRST PRESBYTERIAN CH | 100 | 95-0010 | None | IB | INFILTRATION BASIN | 1996-04-25 | 3.39 | MD RT 4 |  | CALIFORNIA | 20619 |  |  |  | 18--A01 | 174499.67 | 941498.57 | 71704 | 443156 | 1995-05-12 |  | 16 | 65 |  | 1 | _ | 1996-04-25
JOHAVAS WITNESS CONGR @ COMBS ESTS LOT 500-4 | 156 | 99-0048 | None | IB | INFILTRATION BASIN | 2003-03-24 | 1.28 |  |  |  |  | 50 | 16 | P/O 334 | 23--G01 | 148000 | 936000 | 63626.84 | 441479.99 |  |  | 16 | 72 |  | 1 |  | 2006-06-21
WILLOW OAK CTR & CORD CABINET SHOP | 372 | 04-0030 | BuiltDate | IB | INFILTRATION BASIN |  | 0.2 |  |  | CHARLOTTE HALL | 20622 | 4 | 4 | 18+19 |  | 238000 | 864000 | 91059.05 | 419533.88 |  |  | 14 | 76 |  | 1 |  | 2006-06-21
WILLOW OAK CTR & CORD CABINET SHOP | 370 | 04-0030 | BuiltDate | IB | INFILTRATION BASIN |  | 0.65 |  |  | CHARLOTTE HALL | 20622 | 4 | 4 | 18+19 |  | 238000 | 864000 | 91059.05 | 419533.88 |  |  | 14 | 76 |  | 1 |  | 2006-06-21
WILLOW OAK CTR & CORD CABINET SHOP | 371 | 04-0030 | BuiltDate | IB | INFILTRATION BASIN |  | 0.67 |  |  | CHARLOTTE HALL | 20622 | 4 | 4 | 18+19 |  | 238000 | 864000 | 91059.05 | 419533.88 |  |  | 14 | 76 |  | 1 |  | 2006-06-21
SUMMERWOOD SECT 2 SWM BASIN 3 | 328 | 91-0024 | None | IB | INFILTRATION BASIN | 1998-09-01 | 2.23 | FLAT IRON RD OFF STONEY RUN DR |  | GREAT MILLS |  |  |  |  | 24--C06 | 138574.87 | 944851.5 | 60754 | 444178 | 1993-02-23 |  | 11 | 79 |  | 1 |  | 2001-10-05
PATUXENT PRESBYTERIAN | 240 | 04-0029 | BuiltDate | IB | INFILTRATION BASIN |  | 3 | 23421 KINGSTON CREEK RD |  | CALIFORNIA | 20619 | 34 | 12 | 24+527+633 | 18--A01 | 172000 | 942000 | 70942.09 | 443308.84 |  |  | 16 | 81 |  | 1 |  | 2006-06-21
FIRST COLONY POND 1 | 97 | 99-0025 | BuiltDate | IB | INFILTRATION BASIN |  | 37.3 | RT 4 & FDR BLVD |  |  |  | 34 | 22+23 | 444+455+456+P/O490+516 | 17--H03 | 170000 | 932000 | 70332.52 | 440260.76 |  |  | 14 | 88 |  | 1 |  | 2006-06-21
EXPLORATION IV+V+VI | 93 | 97-0018 | BuiltDate | IB | INFILTRATION BASIN |  | 12.8 | THREE NOTCH RD |  | LEXINGTON PARK | 20653 | 43 | 9 | 43 | 18--G07 | 162000 | 952000 | 67894.03 | 446356.88 |  |  | 14 |  |  | 1 |  | 2006-06-21
RT 5 TO SARATOGA DR | 271 | 90-SF-0006 | BuiltDate | IB+DP | INFILTRATION BASIN+DETENTION POND |  | 3.65 | RT 246 |  | _ | 20000 |  |  |  | 00--000 | 152200.12 | 946898.76 | 64907 | 444802 | 1993-03-02 |  | 0 | 0 |  | 0 | FUNCTIONS AS BOTH DETENTION AN INFILTRATION BASIN DA#9 | 2099-12-31
WAWA @ HILLS HALFWAY HOUSE | 354 | 01-0012 | None | IB+UGS | INFILTRATION BASIN+UNDERGROUND STORAGE | 2002-02-01 | 0.86 | RT 5 & RT 235 |  |  |  | 13 | 4 | 185 | 04--J06 | 216400 | 881200 | 84475.41 | 424776.52 |  |  | 14 | 93 |  | 1 |  | 2006-06-21
84 LUMBER CO | 3 | 90-0008 | BuiltDate+DrainAcres | IB+UGS | INFILTRATION BASIN+UNDERGROUND STORAGE |  |  |  |  | CHARLOTTE HALL |  |  |  |  | 00--000 | 232799.66 | 865001.06 | 89474 | 419839 | 1997-01-01
84 LUMBER CO | 4 | 90-0008 | BuiltDate+DrainAcres | IB+UGS | INFILTRATION BASIN+UNDERGROUND STORAGE |  |  |  |  | CHARLOTTE HALL |  |  |  |  | 00--000 | 232799.66 | 865001.06 | 89474 | 419839 | 1997-01-01
RT 5 TO SARATOGA DR | 272 | 90-SF-0006 | BuiltDate | IT | INFILTRATION TRENCH |  | 0.04 | RT 246 |  | _ | 20000 |  |  |  | 00--000 | 152200.12 | 946898.76 | 64907 | 444802 | 1993-03-02 |  | 0 | 0 |  | 0 | _ | 2099-12-31
RT 5 TO SARATOGA DR | 273 | 90-SF-0006 | BuiltDate | IT | INFILTRATION TRENCH |  | 0.82 | RT 246 |  | _ | 20000 |  |  |  | 00--000 | 152200.12 | 946898.76 | 64907 | 444802 | 1993-03-02 |  | 0 | 0 |  | 0 | _ | 2099-12-31
RT 5 TO SARATOGA DR | 274 | 90-SF-0006 | BuiltDate | IT | INFILTRATION TRENCH |  | 2.8 | RT 246 |  | _ | 20000 |  |  |  | 00--000 | 152200.12 | 946898.76 | 64907 | 444802 | 1993-03-02 |  | 0 | 0 |  | 0 | _ | 2099-12-31
COUNTRY LAKES SECT 5 | 73 | 90-0011 | DrainAcres | IT | INFILTRATION TRENCH | 1995-01-01 |  | _ |  | _ |  |  |  |  | 00--000 | 210001.04 | 860001.11 | 82525 | 418315 |  |  | 0 | 0 |  | 0 | I&M 10/ /89 ALSO INFILTRATION CHECK DAMS PC MTG 2/27/89 | 1996-06-24
HEAD OF THE BAY ESTS MINOR | 127 | 90-0027 | DrainAcres | IT | INFILTRATION TRENCH | 1991-05-29 |  | 24-22-178 |  | _ |  |  |  |  | 08--K11 | 180899.89 | 881674.05 | 73655 | 424921 | 1990-08-24 |  | 0 | 0 |  | 0 | PC MTG 7/08/91; TEC - 10/18/89; SEE PWA FOR BOND | 1996-06-24
HILLDRUP MOVING & STORAGE | 141 | 90-0020 | DrainAcres | IT | INFILTRATION TRENCH | 1995-01-01 |  | _ |  | _ |  |  |  |  | 00--000 | 153824.19 | 958548.85 | 65402 | 448353 |  |  | 0 | 0 |  | 0 | I&M 2/10/90; PC MTG 1/22/90 TEC 12/20/89 | 1996-06-24
MEDLEY NECK SECT 3 | 225 | 91-0021 | DrainAcres | IT | INFILTRATION TRENCH | 1993-06-02 |  |  |  | _ |  | 49 | 01 | 154 | 15--J08 | 154423.9 | 907998.85 | 65585 | 432945 | 1991-02-13 |  | 0 | 0 |  | 0 | _ | 1996-06-24
MULBERRY SOUTH | 230 | 90-0034 | DrainAcres | IT | INFILTRATION TRENCH | 1993-12-13 |  | _ |  | _ |  |  |  |  | 00--000 | 159325.35 | 901184.72 | 67079 | 430868 |  |  | 0 | 0 |  | 0 | PC 3/12/90 PC MTG 6/25/90; PC MEETING 07/23/90-FINAL APPROV | 1996-06-24
MULBERRY SOUTH | 229 | 86-0032 | DrainAcres | IT | INFILTRATION TRENCH | 1993-08-05 |  | _ |  | _ |  |  |  |  | 00--000 | 159325.35 | 901184.72 | 67079 | 430868 | 1986-05-15 |  | 0 | 0 |  | 0 | PC MTG 2/26/90 PC MTG 5/8/89 PC MTG 6/12/89 | 1996-06-24
NORTH INDIAN CREEK ESTS | 236 | 89-0018 | BuiltDate+DrainAcres | IT | INFILTRATION TRENCH |  |  | _ |  | _ |  |  |  |  | 00--000 | 246690.79 | 867307.5 | 93708 | 420542 |  |  | 0 | 0 |  | 0 | I&M 9/22/88 | 1996-06-24
NORTH INDIAN CREEK ESTS | 232 | 89-0053 | BuiltDate+DrainAcres | IT | INFILTRATION TRENCH |  |  | _ |  | _ |  |  |  | 500-6C | 00--000 | 246690.79 | 867307.5 | 93708 | 420542 |  |  | 0 | 0 |  | 0 | _ | 1996-06-24
NORTH INDIAN CREEK ESTS | 233 | 89-0059 | BuiltDate+DrainAcres | IT | INFILTRATION TRENCH |  |  | _ |  | _ |  |  |  | 500-6D | 01--A05 | 246690.79 | 867307.5 | 93708 | 420542 |  |  | 0 | 0 |  | 0 | PC MTG 4/10/89 GP REQUIREMENTS SENT 5/3/89 *CHECK 88-1999 | 1996-06-24
NORTH INDIAN CREEK ESTS | 234 | 89-0061 | BuiltDate+DrainAcres | IT | INFILTRATION TRENCH |  |  | _ |  | _ |  |  |  | 500-6G | 00--000 | 246690.79 | 867307.5 | 93708 | 420542 |  |  | 0 | 0 |  | 0 | I&M 9/22/88; ALSO SEE 88-0200 PC MTG 5/8/89 OLIVER GUYTH | 1996-06-24
PERSIMMON HILLS | 242 | 91-0004 | BuiltDate+DrainAcres | IT | INFILTRATION TRENCH |  |  | _ |  | _ |  |  |  |  | 00--000 | 219400.62 | 880801.3 | 85390 | 424655 | 1991-04-03 |  | 0 | 0 |  | 0 | I&M 3/11/91; PC MTG 8/13/90; PC MTG 7/22/91; 46 LOT SUBDIVIS | 1996-06-24
PINEY POINT HARBOR BORROW PIT | 251 | 89-0037 | DrainAcres | IT | INFILTRATION POND | 1991-08-23 |  | _ |  | _ |  |  |  |  | 00--000 | 119450.85 | 934575.99 | 54925 | 441046 | 1989-06-20 |  | 0 | 0 |  | 0 | ALSO GRADING PERMIT 89-21 | 1996-06-24
SUMMIT HILL SECT 2 | 330 | 91-0037 | DrainAcres | IT | INFILTRATION TRENCH | 1993-10-05 |  | _ |  | _ |  |  |  |  | 00--000 | 242999.75 | 881001.39 | 92583 | 424716 | 1991-09-17 |  | 0 | 0 |  | 0 | I&M 9/10/91; PC MTG 6/24/91 | 1996-06-24
EDINBOROUGH ESTS SECT 3 | 86 | GP-98-0040 | None | IT | INFILTRATION TRENCH | 1999-07-22 | 3.45 | MAP 4 PARCEL 439 BLOCK 6 | [6 empty] | 01--C07 | 240001.1 | 870001 | 91669 | 421363 | 1998-10-16 |  | 11 | 51 |  | 1 | _ | 2001-03-21
EDINBOROUGH ESTS SECT 3 | 87 | GP-98-0040 | None | IT | INFILTRATION TRENCH | 1999-07-22 | 6.55 | MAP 4 PARCEL 439 BLOCK 6 | [6 empty] | 01--C07 | 240001.1 | 870001 | 91669 | 421363 | 1998-10-16 |  | 11 | 54 |  | 1 | _ | 2001-03-21
COMMUNITY BANK OF TRI-COUNTY | 70 | 02-0001 | BuiltDate | IT | INFILTRATION TRENCH |  | 1.49 |  |  | CHARLOTTE HALL |  | 1 | 22 | 45 | 26--K03 | 241800 | 864200 | 92217.29 | 419594.84 |  |  | 14 | 62 |  |  |  | 2006-06-21
HEWITT SERVICE CTR INLET | 132 | 00-0013 | BuiltDate | IT | INFILTRATION TRENCH |  | 3.6 | 7978 THREE NOTCH RD |  | LEXINGTON PARK | 20653 | 43 | 1 | 238 | 23--C05 | 167000 | 946000 | 69418.06 | 444528.06 |  |  | 14 | 90 |  | 1 |  | 2006-06-21
PERSIMMON HILLS | 243 | 91-0004 | None | IT | INFILTRATION TRENCH | 1999-10-30 | 9.7 | SEMINARY RD | [6 empty] | 04--J05 | 219400.62 | 880801.3 | 85390 | 424655 | 1991-04-03 |  | 11 | 90 |  | 1 | _ | 2001-03-21
ST MARYS RYKEN FINE ARTS CTR | 323 | 99-0042 | None | IT | INFILTRATION TRENCH | 2001-09-17 | 1.7 | 22660 CAMP CALVERT RD |  | LEONARDTOWN | 20650 | 41 | 7 | 7 |  | 164815 | 908395 | 68752.22 | 433065.75 | 1999-07-15 |  | 8211 | 98 |  | 1 |  | 2006-06-21
WILDEWOOD PROF PK BLDG 4 | 367 | 01-0007 | None | IT | INFILTRATION TRENCH | 2002-01-25 | [5 empty] | 34 | 9 | 576 | 17--F01 | 174800 | 927920 | 71795.59 | 439017.14 | [5 empty] | 1 |  | 2006-06-21
TRUE VALUE HARDWARE | 339 | 89-0058 | BuiltDate+DrainAcres | OGS | OIL_GRIT SEPARATOR_WQ INLET |  |  | 25470 POINT LOOKOUT RD |  | LEONARDTOWN | 20653 |  |  |  | 00--000 | 165910.07 | 907992.27 | 69086 | 432943 |  |  | 0 | 0 |  | 0 | I&M 5/4/89; PARKING LOT STORAGE; BOND PIPES+INLETS PC MTG | 1996-06-24
BOSSE MANOR 08-06-46 | 28 | 93-0010 | BMP type+DrainAcres | OTH | OTHER | 1993-02-24 |  | _ |  | _ |  |  |  |  | 04--C01 | 227399.34 | 869600.76 | 87828 | 421241 |  |  | 0 | 0 |  | 0 | REVIEW OF 7 LOT SUBDIVISION; SENT PWA REQUIREMENTS 10/26/92 | 1996-06-24
DAKOTA PLACE | 79 | 90-0010 | BMP type+DrainAcres | OTH | OTHER | 1993-10-22 |  | _ |  | _ |  |  |  |  | 00--000 | 151999.99 | 947699.27 | 64846 | 445046 | 1989-10-24 |  | 0 | 0 |  | 0 | PARCEL 10 - PC CONCEPT PLAN APPROVAL 6/12/89 PC MTG 9/25/89 | 1996-06-24
JAYARAMEN MEDICAL BLDG | 155 | 90-0006 | BMP type+DrainAcres | OTH | OTHER | 1993-01-01 |  | 09-13-319 |  | MECHANICSVILLE |  |  |  |  | 00--000 | 221398.65 | 874400.55 | 85999 | 422704 |  |  | 0 | 0 |  | 0 | PC MTG 7/24/89 JOINT-USE I&M AGREEMENT REQUIRED | 1996-06-24
LANDINGS AT PINEY POINT | 165 | 94-0012 | BMP type+DrainAcres | OTH | OTHER | 1994-10-26 |  | _ |  | _ |  |  |  |  | 27--G04 | 117400.33 | 933499.87 | 54300 | 440718 | 1994-01-31 |  | 0 | 0 |  | 0 | _ | 1996-06-24
PINE LAKE SUBDVN | 248 | 95-0009 | BMP type+BuiltDate+DrainAcres | OTH | OTHER |  |  | 50-14-142 |  | _ |  |  |  |  | 00--000 | 149998.45 | 930501.51 | 64236 | 439804 |  |  | 0 | 0 |  | 0 | _
PYLES ESTS LOTS 1 & 2 | 258 | 89-0027 | BMP type+BuiltDate+DrainAcres | OTH | OTHER |  |  | 10-02-252 |  | _ |  |  |  |  | 05--F01 | 197248.58 | 916699.33 | 78638 | 435597 |  |  | 0 | 0 |  | 0 | LOTS 1+2 | 1996-06-24
RT 235 KINNEY SHOES AREA 2 | 269 | 88-0008 | BMP type+BuiltDate+DrainAcres | OTH | OTHER |  |  | _ |  | _ |  |  |  |  | 00--000 | 160451.38 | 954375.68 | 67422 | 447081 |  |  | 0 | 0 |  | 0 | _ | 1996-06-24
SAN SOUCI PLZ PH 4 SWM | 281 | 89-0048 | BMP type+DrainAcres | OTH | OTHER | 1991-06-05 |  | _ |  | _ |  |  |  |  | 00--000 | 166373.18 | 947794.4 | 69227 | 445075 | 1989-04-11 |  | 0 | 0 |  | 0 | I&M 4/4/89 SEE COMMENT LETTER 10/20/88 | 1996-06-24
SOUTHERN PINES | 291 | 95-0012 | BMP type+BuiltDate+DrainAcres | OTH | OTHER |  |  | _ |  | _ |  |  |  |  | 19--E11 | 154998.79 | 969998.81 | 65760 | 451843 |  |  | 0 | 0 |  | 0 | _
ST MARY'S PROFESSIONAL BLDG | 322 | 91-0023 | BMP type+DrainAcres | OTH | OTHER | 1993-06-01 |  | 44150 AIRPORT VIEW DR |  | CALIFORNIA |  |  |  |  | 00--000 | 177061.81 | 926794.24 | 72485 | 438674 | 1991-07-02 |  | 0 | 0 |  | 0 | I&M 7/01/91 | 1996-06-24
WAL-MART STORES INC | 347 | 93-0013 | BMP type+BuiltDate+DrainAcres | OTH | OTHER |  |  | _ |  | _ |  |  |  |  | 00--000 | 167498.47 | 943499.84 | 69570 | 443766 |  |  | 0 | 0 |  | 0 | _
DEER CROSSING SUBDVN | 82 | 01-0014 | BMP type | OTH | OTHER | 2002-06-14 | 4.5 |  |  |  |  | 8 | 11 | 311 | 04--C02 | 225000 | 869000 | 87096.68 | 421057.89 |  |  | 11 | 62 |  |  |  | 2006-06-21
FIRST COLONY CTR | 96 | 99-0025 | BMP type+BuiltDate | OTH | OTHER |  | 13.18 | RT 4 & RT 235 |  | CALIFORNIA |  | 34 | 22+23 | 455 | 17--H04 | 171600 | 937700 | 70820.18 | 441998.16 |  |  | 1542 | 94 |  | 1 |  | 2006-06-21
MECHANICSVILLE COMM CTR | 223 | 05--16 | BMP type+BuiltDate+DrainAcres | OTH | OTHER |  |  | 38576-38592 BRETT WAY |  | MECHANICSVILLE | 20659 | 09 | 07 | 78 | 04--E03 | 222774.91 | 873506.87 | 86418.5 | 422431.6 | [7 empty] | 2006-09-06
HEWITT SERVICE CTR INLET 10 | 134 | 00-0013 | BuiltDate | SC | STORMCEPTOR |  | 1.33 | RT 235 & CHANCELLORS RUN RD |  |  |  | 43 | 1 | 238 | 18--C05 | 167000 | 945600 | 69418.06 | 444406.14 |  |  |  | 98 |  | 1 |  | 2006-06-21
HEWITT SERVICE CTR INLET 04 | 133 | 00-0013 | BuiltDate | SC | STORMCEPTOR |  | 1.65 | RT 235 & CHANCELLORS RUN RD |  |  |  | 43 | 1 | 238 | 18--C05 | 167000 | 945600 | 69418.06 | 444406.14 |  |  |  | 98 | =X359 | 1 |  | 2006-06-21
COUNTY WIDE POOL | 77 | 02-0036 | None | SF | SAND FILTER | 2003-12-16 | 0.48 | RT 235 & NEW VILLAGE MARKET RD | W OF 235 & N OF NVM RD |  |  | 4 | 22 | 454 | 01--A12 | 230000 | 866000 | 88620.67 | 420143.48 |  |  |  | 57 |  | 1 |  | 2006-06-21
WICOMICO MAINTENANCE BLDG | 364 | 01-0019 | None | SF | SAND FILTER | 2001-10-31 | 1.59 | AVIATION YACHT CLUB RD |  | CHAPTICO |  | 16 | 9 | 52 | 02--K07 | 197700 | 843700 | 78775.63 | 413346.4 |  |  | 14 | 82 |  | 1 |  | 2006-06-21
OBRIEN REALTY OFC BLDG LOTS 1+7+8 | 237 | 02-0045 | BuiltDate | SF | SAND FILTER |  | 2.55 | 22876 THREE NOTCH RD |  | LEXINGTON PARK | 20653 | 35A | 24 | 1 | 18--A04 | 168170 | 943590 | 69774.69 | 443793.48 |  |  | 14 | 84 |  | 1 |  | 2006-06-21
AIRPORT HANGAR EXPANSION | 9 | 04-0024 | BuiltDate | SF | SAND FILTER |  | 5.057 | AIRPORT RD | AT END OF |  |  | 34 | 7 | 151 | 17--D01 | 175750 | 930000 | 72085.15 | 439651.14 |  |  | 15 | 84 |  | 1 |  | 2006-06-21
BOOKKEEPING BY BLANCHE | 27 | 04-0001 | BuiltDate | SF | SAND FILTER |  | 0.16 | 22402 CHANCELLORS RUN RD |  | GREAT MILLS | 20634 | 43 | 7 | 27 | 18--C06 | 164200 | 945300 | 68564.61 | 444314.7 |  |  | 16 | 86 |  | 1 |  | 2006-06-21
ST MATTHEWS FREE GOSPEL CH | 324 | 10--C12 | None | SF | SAND FILTER | 2004-01-30 | 0.21 | 23765 HOLLYWOOD RD |  | LEONARDTOWN | 20650 | 32 | 6 | 8+10 | 10--C12 | 178300 | 907600 | 72862.47 | 432823.44 |  |  | 16 | 87 |  | 1 |  | 2006-06-21
CHANEY PHYSICAL THERAPY | 54 | 03-0011 | None | SF | SAND FILTER | 2003-10-01 | 0.24 | 26045 SOTTERLY RD |  | HOLLYWOOD | 20636 | 21 | 7 | 57 | 11--D01 | 200000 | 929500 | 79476.61 | 439498.75 |  |  | 11 | 87 |  | 1 |  | 2006-06-21
ST MARYS IND/BUS CTR LOTS 13+14+17 | 320 | 04-0026 | BuiltDate | SF | SAND FILTER |  | 2.52 |  | ST MARYS IND PARK | HOLLYWOOD |  | 34 | 1 | 548 | 11--C13 | 177500 | 926500 | 72618.56 | 438584.31 |  |  | 14 | 90 |  | 1 |  | 2006-06-21
BREEZY ACRES SUBDVN | 29 | 05-0009 | BuiltDate | SF | SAND FILTER |  | 3.98 | RT 234 & LONG RD |  |  |  | 24 | 19 | 74 | 08--E10&D10&D11 | 182595 | 873307 | 74171.69 | 422370.65 |  |  | 11 | 94 |  | 1 |  | 2006-06-21
IAMs WILLIAM W WINPISINGER ED & TECH CTR | 153 | 01-0015 | None | SF | SAND FILTER | 2002-04-23 | 0.12 | 24494 PLACID HARBOR WAY |  | HOLLYWOOD | 20636 | 27 | 18 | 157 | 11--K09 | 185000 | 940000 | 74904.54 | 442699.23 |  |  |  | 98 |  | 1 |  | 2006-06-21
84 LUMBER | 2 | 03-0015 | None | SF | SAND FILTER | 2004-06-01 | 0.16 | NEW MARKET RD & TURNER RD |  | MECHANICSVILLE |  | 4 |  | 320 | 00--000 | 232690 | 864720 | 89440.57 | 419753.33 |  |  | 14 | 98 |  | 1 |  | 2006-06-21
ST GEORGE PIER FAC 1 | 304 | 03-0018 | BuiltDate | SF | SAND FILTER |  | 0.34 | 17180 PINEY POINT RD |  | PINEY POINT |  | 65 | 18 | 221 | 28--A06 | 111395 | 943246 | 52469.52 | 443688.66 |  |  | 12 |  |  | 1 |  | 2006-06-21
ST GEORGE PIER FAC 2 | 305 | 03-0018 | BuiltDate | SF | SAND FILTER |  | 1 | 17180 PINEY POINT RD |  | PINEY POINT |  | 65 | 18 | 221 | 28--A06 | 111395 | 943246 | 52469.52 | 443688.66 |  |  | 12 |  |  | 1 |  | 2006-06-21
ST MARYS AIRPORT | 307 | 02-0031 | BuiltDate | SF+FOREBAY | SAND FILTER+FOREBAY |  | 3.45 | AIRPORT RD |  | CALIFORNIA | 20619 | 34 | 8 | 299 | 17--D01 | 175000 | 928000 | 71856.55 | 439041.53 |  |  | 15 | 69 |  | 1 |  | 2006-06-21
AVENMAR WETLAND MITIGATION | 13 | 94-0002 | DrainAcres | SM | SHALLOW MARSH | 1997-01-01 |  | _ |  | _ |  |  |  |  | 00--000 | 164748.53 | 898786.48 | 68732 | 430137 |  |  | 0 | 0 |  | 0 | _
ST WINIFRED'S ESTS | 325 | 95-0013 | BuiltDate+DrainAcres | SM | SHALLOW MARSH |  |  | _ |  | _ |  |  |  |  | 14--E05 | 170000.82 | 873498.44 | 70333 | 422429 |  |  | 0 | 0 |  | 0 | _
CALLAWAY MARKET PLACE | 40 | 00-0023 | DrainAcres | SM | SHALLOW MARSH | 2001-10-17 |  | SR-5 & SR-249 | [7 empty] | 147826.66 | 937102.37 | 63574 | 441816
CALLAWAY VILLAGE | 42 | 99-0050 | BuiltDate+DrainAcres | SM | SHALLOW MARSH |  |  | SR-5 & SR-249 |  | CALLAWAY |  |  |  |  | 00--000 | 147826.66 | 937102.37 | 63574 | 441816 | [6 empty] | OPEN
CALLAWAY VILLAGE | 43 | 99-0050 | BuiltDate+DrainAcres | SM | SHALLOW MARSH | [9 empty] | 00--000 | 147826.66 | 937102.37 | 63574 | 441816 | [6 empty] | OPEN
SYCAMORE HOLLOW OF WILDEWOOD | 333 | 92-0031 | BuiltDate+DrainAcres | SW | GRASS SWALE |  |  | _ |  | _ |  |  |  |  | 00--000 | 169801.39 | 928398.54 | 70272 | 439163 |  |  | 0 | 0 |  | 0 | PC MTG 03/09/92 | 1996-06-24
WILDEWOOD TECH PK LOTS 12 & 13 | 369 | 89-0057 | BuiltDate+DrainAcres | SW | GRASS SWALE |  |  | _ |  | _ |  |  |  |  | 00--000 | 173498.9 | 931000.16 | 71399 | 439956 | 1989-05-04 |  | 0 | 0 |  | 0 | PC MTG 4/10/89 ISSUED GP 4/27/89 | 1996-06-24
TARLETON TOWER | 334 | 03-0004 | BuiltDate | SW | DRY SWALE |  | 0.5 | 23324 SHADY MILE DR |  | CALIFORNIA | 20619 | 34 | 18 | 83 | 18--B02 | 173000 | 944500 | 71246.89 | 444070.86 |  |  | 43 | 58 |  | 1 |  | 2006-06-21
SPRINT PCS @ HIRSHBERG SITE | 300 | 03-0009 | None | SW | DRY SWALE | 2003-12-04 | 0.39 | 26835 MARY DIXON RD |  | MECHANICSVILLE | 20659 | 14 |  | 17 |  | 207714 | 890934 | 81827.91 | 427743.52 |  |  | 21 | 86 |  | 1 |  | 2006-06-21
SPRINT PCS @ NEW MONOPOLE ON BURCH FARM | 301 | 02-0028 | None | SW | DRY SWALE | 2003-12-04 | 0.1 | LOCUST GROVE FARM LN |  | HOLLYWOOD |  | 20 | 16 | 90 |  | 198000 | 917750 | 78867.03 | 435917.25 |  |  | 20 | 98 |  | 1 |  | 2006-06-21
SASSCER | 283 | 02-0043 | BuiltDate | SW | DRY SWALE |  | 0.36 | 48165 PARK HALL RD |  | PARK HALL | 20667 | 59 |  | 309 |  | 139520 | 970000 | 61042.01 | 451843.38 |  |  | 14 |  |  | 1 |  | 2006-06-21
FOREST LAKE SUBDVN | 103 | 97-0002 | DrainAcres | SW+CD | GRASS SWALE WITH CHECK DAM | 1999-01-01 |  | _ |  | _ |  |  |  |  | 10--E02 | 198498.54 | 911000.66 | 79019 | 433860 |  |  | 0 | 0 |  | 0 | CHECK DAM
BLAIR RETAIL CTR | 22 | 96-0001 | None | UGS | UNDERGROUND STORAGE | 1998-01-01 | 1.7 | _ |  | _ |  |  |  |  | 18--A04 | 157898.82 | 941761.05 | 66644 | 443236 |  |  | 0 | 0 |  | 0 | STANDARD SITE PLAN W/ UNDERGROUND SWM PROPOSED FOR CONSTRUCT | 1996-06-24
LEXINGTON PK MOTORS | 203 | 96-0033 | None | UGS | UNDERGROUND STORAGE | 1998-01-20 | 2.3 | MD RT 235 |  | LEXINGTON PARK |  |  |  |  | 18--G07 | 127640.2 | 975930.35 | 57421 | 453651 | 1996-11-15 |  | 14 | 0 |  | 1 | _ | 1998-05-20
SHEETZ | 288 | 89-0031 | DrainAcres | UGS | UNDERGROUND STORAGE | 1991-03-28 |  | SR-235 & SR-237 (CHANCELLORS RUN RD) |  | _ |  |  |  |  | 00--000 | 167052.29 | 945376.45 | 69434 | 444338 | 1989-04-25 |  | 0 | 0 |  | 0 | I&M 4/14/89 PC 11/13/90 RETAIL+OFFICE SPACE | 1996-06-24
CHOPTICON HS | 62 | 97-0028 | None | UGS | UNDERGROUND STORAGE | 2001-06-11 | 4.9 | RT 242 |  | MORGANZA | 20650 | 24/18 |  | 68/112 | 09--A05 | 190000 | 890000 | 76428.69 | 427458.82 | 1997-06-01 |  | 16 | 67 |  | 1 |  | 2006-06-21
TIPPETT PROPERTY | 337 | 00-0031 | BuiltDate | UGS | UNDERGROUND STORAGE |  | 0.33 | 28929 THREE NOTCH RD |  | MECHANICSVILLE | 20659 | 4 | 23 | 35 | 01--B13 | 229400 | 866500 | 88437.79 | 420295.88 |  |  | 14 | 76 |  | 1 |  | 2006-06-21
HAYDEN'S AUTO SUPPLY | 125 | 97-0015 | DrainAcres | UGS | UNDERGROUND STORAGE | 1998-01-12 |  | _ |  | LEXINGTON PARK | 20653 |  |  |  | 18--B05 | 197117.33 | 913179.08 | 78598 | 434524 | 1997-01-23 |  | 0 | 85 |  | 1 | _ | 1998-05-20
LEXINGTON PARK ES POND 2 | 198 | 01-0011 | None | UGS | UNDERGROUND STORAGE | 2004-01-06 | 2.04 | 46763 S SHANGRI-LA DR |  | LEXINGTON PARK | 20653 | 51 |  | 202 | 18--H10 | 159000 | 956000 | 66979.61 | 447576.1 |  |  | 16 | 93 |  | 1 |  | 2006-06-21
EPIC CENTER OFC BLDG | 88 | 00-0010 | None | UGS | UNDERGROUND STORAGE | 2003-10-01 | 2.6 | RT 235 |  | LEXINGTON PARK | 20653 | 43 | 2 | 223 | 18--D05 | 164838 | 949902 | 68759.07 | 445717.4 |  |  | 14 | 93 |  | 1 |  | 2006-06-21
WAWA @ ST ANDREWS CHURCH RD BASIN 2 | 358 | 03-0005 | BuiltDate | UGS | UNDERGROUND STORAGE |  | 0.771 | 23141 THREE NOTCH RD |  | CALIFORNIA | 20619 | 34 |  | 56 | 17--J03 | 171000 | 938000 | 70637.3 | 442089.61 |  |  | 14 | 94 |  | 1 |  | 2006-06-21
WAWA @ ST ANDREWS CHURCH RD BASIN 1 | 357 | 03-0005 | BuiltDate | UGS | UNDERGROUND STORAGE |  | 0.963 | 23141 THREE NOTCH RD |  | CALIFORNIA | 20619 | 34 |  | 56 | 17--J03 | 171000 | 938000 | 70637.3 | 442089.61 |  |  | 14 | 94 |  | 1 |  | 2006-06-21
AAMCO TRANSMISSION CTR & BURCHMART CAR WASH | 6 | 00-0028 | None | UGS | UNDERGROUND STORAGE | 2002-05-13 | 1.12 |  |  | HOLLYWOOD | 20636 | 43 | 2 | 411 | 18--D05 | 166700 | 948700 | 69326.62 | 445351.03 |  |  | 14 | 96 |  |  |  | 2006-06-21
WAWA @ CHARLOTTE HALL BASIN A | 350 | 02-0017 | None | UGS | UNDERGROUND STORAGE | 2003-03-31 | 3.3 | 30320 THREE NOTCH RD |  |  |  | 1 | 16 | 44 | 26--K03 | 243500 | 859700 | 92735.43 | 418223.22 |  |  | 14 | 74/98 | 98 | 1 |  | 2006-06-21
WAWA @ CHARLOTTE HALL BASIN B | 351 | 02-0017 | None | UGS | UNDERGROUND STORAGE | 2003-03-31 | 3.3 | 30320 THREE NOTCH RD |  |  |  | 1 | 16 | 44 | 26--K03 | 243500 | 859700 | 92735.43 | 418223.22 |  |  | 14 | 74/98 | 98 | 1 |  | 2006-06-21
WAWA @ CHARLOTTE HALL BASIN B | 352 | 02-0017 | None | UGS | UNDERGROUND STORAGE | 2003-03-31 | 3.3 | 30320 THREE NOTCH RD |  |  |  | 1 | 16 | 44 | 26--K03 | 243500 | 859700 | 92735.43 | 418223.22 |  |  | 14 | 74/98 | 98 | 1 |  | 2006-06-21
BRETON BAY LANDINGS FAC 1 | 31 | 95-0004 | None | WP | WET POND | 1998-01-01 | 1.4 | _ |  | _ |  |  |  |  | 15--F10 | 155998.47 | 893999.88 | 66065 | 428678 | 1994-12-23 |  | 0 | 0 |  | 0 | PC MTG 9/26/94; REVIEW OF 9 LOT SUBDIVISION; REC'D RECORD PL | 1996-06-24
BRETON BAY LANDINGS FAC 2 | 32 | 95-0004 | None | WP | WET POND | 1998-01-01 | 1.4 | _ |  | _ |  |  |  |  | 15--F10 | 155998.47 | 893999.88 | 66065 | 428678 | 1994-12-23 |  | 0 | 0 |  | 0 | PC MTG 9/26/94; REVIEW OF 9 LOT SUBDIVISION; REC'D RECORD PL | 1996-06-24
BRETON BAY LANDINGS FAC 3 | 33 | 95-0004 | None | WP | WET POND | 1998-01-01 | 1.4 | _ |  | _ |  |  |  |  | 15--F10 | 155998.47 | 893999.88 | 66065 | 428678 | 1994-12-23 |  | 0 | 0 |  | 0 | PC MTG 9/26/94; REVIEW OF 9 LOT SUBDIVISION; REC'D RECORD PL | 1996-06-24
BRETON BAY LANDINGS FAC 4 | 34 | 95-0004 | None | WP | WET POND | 1998-01-01 | 1.4 | _ |  | _ |  |  |  |  | 15--F10 | 155998.47 | 893999.88 | 66065 | 428678 | 1994-12-23 |  | 0 | 0 |  | 0 | PC MTG 9/26/94; REVIEW OF 9 LOT SUBDIVISION; REC'D RECORD PL | 1996-06-24
ABELL'S FRIENDSHIP | 7 | 84-0031 | DrainAcres | WP | WET POND | 1987-01-01 |  | RT 235 |  | _ |  |  |  |  | 00--000 | 180316.31 | 920167.11 | 73477 | 436654 | 1984-07-05 |  | 0 | 0 |  | 0 | _ | 1996-06-24
ABELL'S RUN | 8 | 90-0023 | DrainAcres | WP | WET POND | 1991-03-12 |  | _ |  | _ |  |  |  |  | 10--J11 | 180500.03 | 919701.25 | 73533 | 436512 | 1990-04-02 |  | 0 | 0 |  | 0 | I&M 4/02/90; I&M 3/02/93; COMMENTS 5/2/89; SWM COMMENTS 10/0 | 1996-06-24
BAY RIDGE ESTS | 17 | 90-0037 | DrainAcres | WP | WET POND | 1994-01-01 |  | UTILITY RD |  | _ |  |  |  |  | 00--000 | 147498.71 | 947000.45 | 63474 | 444833 | 1991-02-20 |  | 0 | 0 |  | 0 | _ | 1996-06-24
BAY RIDGE ESTS SECT 1 | 20 | 90-0015 | DrainAcres | WP | WET POND | 1992-11-24 |  | _ |  | _ |  |  |  |  | 00--000 | 147498.71 | 947000.45 | 63474 | 444833 | 1989-12-21 |  | 0 | 0 |  | 0 | I&M 12/06/89; SWM COMMENTS 10/03/89 PC 5/28/91; PC MTG 10/2 | 1996-06-24
BRETON BAY GOLF & COUNTRY CLUB | 30 | 90-0014 | DrainAcres | WP | WET POND | 1991-05-24 |  | _ |  | _ |  |  |  |  | 15--F09 | 159180.87 | 893248.59 | 67035 | 428449 | 1989-11-28 |  | 0 | 0 |  | 0 | PC 5/13/91 PC MTG 8/28/89 PC MTG 11/13/89 GP RQMT SENT 11 | 1996-06-24
BRETON BAY PUD 40-19-203 | 35 | 89-0006 | DrainAcres | WP | WET POND | 1994-01-01 |  | _ |  | _ |  |  |  |  | 15--D10 | 157425.61 | 892700.7 | 66500 | 428282 |  |  | 0 | 0 |  | 0 | TOWNHOUSES GP 89-06 SWM GP 89-05 | 1996-06-24
CHANCELLOR'S RUN APT | 50 | 88-0044 | DrainAcres | WP | WET POND | 1994-01-01 |  | 45882 CHANCELLORS RUN CT |  | GREAT MILLS |  |  |  |  | 00--000 | 153000.63 | 947000.46 | 65151 | 444833 |  |  | 0 | 0 |  | 0 | SWM PROVIDED WITH CHANCELLORS VILLAGE PRIOR TO SITE PLAN AP | 1996-06-24
CHANCELLOR'S RUN ESTS | 51 | 86-0001 | DrainAcres | WP | WET POND | 1993-12-16 |  | _ |  | _ |  |  |  |  | 00--000 | 153000.63 | 947000.46 | 65151 | 444833 | 1985-11-26 |  | 0 | 0 |  | 0 | I&M 12/10/85 | 1996-06-24
CHANCELLORS VILLAGE | 53 | 89-0046 | DrainAcres | WP | WET POND | 1991-11-25 |  | _ |  | _ |  |  |  |  | 18--C11 | 153118.73 | 945202.59 | 65187 | 444285 | 1989-06-05 |  | 0 | 0 |  | 0 | I&M 4/25/89 PWA 4/24/89 FOR $373500 ALSO SEE PWA ON FOXC | 1996-06-24
COLUMBIA COMMONS 1 43-21-519 | 68 | 89-0039 | DrainAcres | WP | WET POND | 1991-06-28 |  | _ |  | _ |  |  |  |  | 00--000 | 156301.15 | 951698.55 | 66157 | 446265 | 1989-07-05 |  | 0 | 0 |  | 0 | _ | 1996-06-24
EXPLORATION | 92 | 96-0029 | DrainAcres | WP | WET POND | 1998-01-01 |  | _ |  | _ |  |  |  |  | 18--F07 | 163000.54 | 952000.38 | 68199 | 446357 |  |  | 0 | 0 |  | 0 | _
FLOWERS OF THE FOREST | 101 | 87-0001 | DrainAcres | WP | WET POND | 1992-02-27 |  | _ |  | _ |  |  |  |  | 24--J01 | 149729.73 | 956557.4 | 64154 | 447746 | 1991-06-06 |  | 0 | 0 |  | 0 | REC'D SCS PLANS 12/5/89 | 1996-06-24
GREAT MILLS CTR PH 2 | 111 | 87-0039 | DrainAcres | WP | WET POND | 1995-01-01 |  | _ |  | _ |  |  |  |  | 00--000 | 156324.13 | 954474.1 | 66164 | 447111 |  |  | 0 | 0 |  | 0 | _ | 1996-06-24
GREAT MILLS CTR PH 2 | 112 | 87-0039 | DrainAcres | WP | WET POND | 1995-01-01 |  | _ |  | _ |  |  |  |  | 00--000 | 156324.13 | 954474.1 | 66164 | 447111 |  |  | 0 | 0 |  | 0 | _ | 1996-06-24
GREENVIEW BUS PK | 118 | 87-0042 | DrainAcres | WP | WET POND | 1991-01-21 |  | CHANCELLORS RUN RD |  | _ |  |  |  |  | 00--000 | 161825.97 | 945061.5 | 67841 | 444242 |  |  | 0 | 0 |  | 0 | FOR SWM SEE GP# 87-41 | 1996-06-24
GREENVIEW WEST | 119 | 96-0006 | DrainAcres | WP | WET POND | 1998-01-01 |  | 43-07-510 |  | _ |  |  |  |  | 18--B07 | 163049.71 | 944451.27 | 68214 | 444056 |  |  | 0 | 0 |  | 0 | _
HAYDEN'S GREEN GREENVIEW WEST PUD | 126 | OPZ87-0277 | DrainAcres | WP | WET POND | 1998-01-01 |  | _ |  | _ |  |  |  |  | 18--B01 | 162600.27 | 948998.46 | 68077 | 445442 |  |  | 0 | 0 |  | 0 | PC MTG 1/22/90 CHANGED ENGINEER+REDESIGNED ACCESS UNACCE | 1996-06-24
LANDINGS AT PINEY POINT SWM | 166 | 89-0021 | DrainAcres | WP | WET POND | 1993-12-15 |  | _ |  | _ |  |  |  |  | 00--000 | 118423.95 | 933650.8 | 54612 | 440764 | 1989-06-20 |  | 0 | 0 |  | 0 | I&M 4/27/89 | 1996-06-24
LAUREL GLEN SHOPPING CTR | 174 | 89-0064 | DrainAcres | WP | WET POND | 1992-06-01 |  | _ |  | _ |  |  |  |  | 18--A04 | 168600.79 | 941698.7 | 69906 | 443217 | 1989-10-11 |  | 0 | 0 |  | 0 | I&M 8/31/89 ALSO SEE ALLSTON 89-0676; BROWN 89-0677 PC MTG | 1996-06-24
LAUREL RIDGE SECT 3 | 175 | OPZ85-0694 | DrainAcres | WP | WET POND | 1989-01-01 |  | 05-08-271 |  | _ |  |  |  |  | 01--F10 | 235650.67 | 874774.53 | 90343 | 422818 |  |  | 0 | 0 |  | 0 | PC MTG 11/27/89 TEC MTG 3/15/89 | 1996-06-24
LAUREL RIDGE SECT 3A | 176 | 85-0694 | DrainAcres | WP | WET POND | 1989-01-01 |  | _ |  | _ |  |  |  |  | 00--000 | 235650.67 | 874774.53 | 90343 | 422818 |  |  | 0 | 0 |  | 0 | PC MTG 10/22/90 RD PLANS APPROVED 5/2/89; PWA SENT 5/4/89 | 1996-06-24
LAUREL RIDGE SWM | 179 | 88-0023 | DrainAcres | WP | WET POND | 1994-01-01 |  | _ |  | _ |  |  |  |  | 00--000 | 235650.67 | 874774.53 | 90343 | 422818 |  |  | 0 | 0 |  | 0 | _ | 1996-06-24
LEONARDTOWN CTR | 192 | SNO-3215 | BuiltDate+DrainAcres | WP | WET POND |  |  | 32-15-379 |  | LEONARDTOWN |  |  |  |  | 15--G03 | 172235.37 | 897188.74 | 71014 | 429650 |  |  | 0 | 0 |  | 0 | I&M 8/29/88; PC APPROVAL FOR PHASE 1 CONTINGENT ON APP FROM | 1996-06-24
LEXINGTON PK CORP CTR | 202 | 96-0014 | DrainAcres | WP | WET POND | 1999-01-01 |  | _ |  | _ |  |  |  |  | 18--G07 | 159998.63 | 954500.35 | 67284 | 447119 |  |  | 0 | 0 |  | 0 | _
NORTH INDIAN CREEK ESTS-COUNTYLINE MINI STORAGE | 235 | OPZ89-1215 | DrainAcres | WP | WET POND | 1994-01-01 |  | _ |  | _ |  |  |  | 500-6H | 00--000 | 246690.79 | 867307.5 | 93708 | 420542 |  |  | 0 | 0 |  | 0 | PC 9/11/89 | 1996-06-24
SANNERS LAKE POND | 282 | NA | BuiltDate+DrainAcres | WP | WET POND |  |  | _ |  | _ |  |  |  |  | 00--000 | 153000.66 | 950999.75 | 65151 | 446052 |  |  | 0 | 0 |  | 0 | _
SHANNON RUN | 286 | 96-0013 | BuiltDate+DrainAcres | WP | WET POND |  |  | _ |  | _ |  |  |  |  | 04--D08 | 211999 | 870998.42 | 83134 | 421667 |  |  | 0 | 0 |  | 0 | _
SPRING VALLEY APT | 297 | 91-0028 | DrainAcres | WP | WET POND | 1991-10-08 |  | _ |  | _ |  |  |  |  | 00--000 | 160211.86 | 951009.58 | 67349 | 446055 |  |  | 0 | 0 |  | 0 | SEE GP 92-10 ALSO | 1996-06-24
SPRING VALLEY CONDOS | 298 | 92-0010 | DrainAcres | WP | WET POND | 1993-02-03 |  | _ |  | _ |  |  |  |  | 00--000 | 160211.86 | 951009.58 | 67349 | 446055 | 1991-12-02 |  | 0 | 0 |  | 0 | I&M 10/17/91; PC MTG 2/27/89 PC MTG 11/27/89 AIZZARD STE | 1996-06-24
ST GEORGE'S HUNDRED | 306 | 90-0002 | BuiltDate+DrainAcres | WP | WET POND |  |  | _ |  | _ |  |  |  |  | 18--D08 | 160500.54 | 947200.58 | 67437 | 444894 | 1990-05-21 |  | 0 | 0 |  | 0 | PC MTG 3/27/89 GP REQUIREMENTS SENT 9/8/89 SWM CONVERTED T | 1996-06-24
TOSCA SWM BASIN 1 | 338 | 89-0028 | BuiltDate+DrainAcres | WP | WET POND |  |  | _ |  | _ |  |  |  |  | 00--000 | 154299.84 | 948201.23 | 65547 | 445199 |  |  | 0 | 0 |  | 0 | I&M 11/23/88 | 1996-06-24
WHALER'S CREEK RUN SECT 1 | 363 | 90-0030 | DrainAcres | WP | WET POND | 1993-10-05 |  | 52-13-430 |  | _ |  |  |  |  | 00--000 | 148574.92 | 962000.22 | 63802 | 449405 | 1990-04-23 |  | 0 | 0 |  | 0 | PC MTG 7/8/91; PC MTG 6/25/90 PC MTG 5/22/89 PC MTG 2/27/ | 1996-06-24
WILDERNESS CLUSTER SUBDVN SECT 2 | 365 | 90-0003 | DrainAcres | WP | WET POND | 1993-11-16 |  | _ |  | _ |  |  |  |  | 00--000 | 169200.32 | 861198.63 | 70089 | 418680 | 1991-03-12 |  | 0 | 0 |  | 0 | I&M 5/13/91:ROBERT C COMBS; I&M 2/25/91 PC MTG 9/11/89 SW | 1996-06-24
WILDEWOOD MALL SWM | 366 | 89-0020 | DrainAcres | WP | WET POND | 1991-01-21 |  | _ |  | _ |  |  |  |  | 17--F02 | 173000.24 | 932699.59 | 71247 | 440474 | 1989-02-10 |  | 0 | 0 |  | 0 | I&M 2/10/89 | 1996-06-24
WOODLAKE II CONDOS PH 1 & 2 | 377 | 91-0020 | DrainAcres | WP | WET POND | 1992-01-31 |  | _ |  | _ |  |  |  |  | 00--000 | 173174.14 | 934474.48 | 71300 | 441015 | 1991-02-11 |  | 0 | 0 |  | 0 | SEE 2/20/91 SITE PLAN REVIEW FOR 156 CONDOS | 1996-06-24
CEDAR GROVE FARM POND 2 | 45 | 92-0037 | None | WP | WET POND | 1997-12-30 | 50.4 | HIDDEN POND CT |  | _ |  |  |  |  | 04--G05 | 229200.52 | 870699.83 | 88377 | 421576 | 1997-01-27 |  | 12 | 60 |  | 1 |  | 2001-10-05
CEDAR GROVE FARM POND 3 | 46 | 92-0037 | None | WP | WET POND | 1997-12-30 | 39.7 | HIDDEN POND CT |  | _ |  |  |  |  | 04--G05 | 229400.65 | 870749.04 | 88438 | 421591 | 1997-01-27 |  | 12 | 61 |  | 1 |  | 2001-10-05
CEDAR GROVE FARM POND 1 | 44 | 92-0037 | None | WP | WET POND | 1997-12-30 | 73.3 | HIDDEN POND CT |  | _ |  |  |  |  | 04--G05 | 229000.39 | 870499.7 | 88316 | 421515 | 1997-01-27 |  | 12 | 63 |  | 1 |  | 2001-10-05
LUNDEBERG FIRE FIGHTING SCH | 210 | 99-0011 | None | WP | WET POND | 1999-05-14 | 4.4 | ANDOVER ESTATES RD | [6 empty] | 24--B12 | 194135.09 | 917798.39 | 77689 | 435932 | 1998-09-25 |  | 16 | 71 |  | 1 | _ | 2001-03-21
FOWLER IND PK | 105 | 00-0009 | BuiltDate | WP | WET POND |  | 7.3 |  |  | OAKVILLE |  | 19 | 5 | 203 | 06--A13 | 203400 | 903425 | 80512.98 | 431550.88 |  |  | 15 | 72 |  | 1 |  | 2006-06-21
BARNES ESTS | 14 | 96-0003 | None | WP | WET POND | 2002-07-22 | 3.1 | MCINTOSH RD & STEPHEN YOUNG CT |  |  |  | 32 | 5 | 396 | 10--C12 | 179000 | 907500 | 73075.83 | 432792.96 | 1995-09-29 |  | 12 | 75 |  |  |  | 2006-06-21
SUMMERWOOD SECT 2 SWM BASIN 2 | 327 | 91-0024 | None | WP | WET POND | 1998-09-01 | 5.2 | FLAT IRON RD OFF STONEY RUN DR |  | GREAT MILLS |  |  |  |  | 24--C06 | 138650.34 | 945399.39 | 60777 | 444345 | 1993-02-23 |  | 11 | 79 |  | 1 |  | 2001-10-05
SUMMERWOOD SECT 2 SWM BASIN 1 | 326 | 91-0024 | None | WP | WET POND | 1998-09-01 | 5.66 | FLAT IRON RD OFF STONEY RUN DR |  | GREAT MILLS |  |  |  |  | 24--C06 | 138223.83 | 945051.63 | 60647 | 444239 | 1993-02-23 |  | 11 | 79 |  | 1 |  | 2001-10-05
DAVIS PROFESSIONAL OFC PK PH 1 | 81 | 97-0009 | None | WP | WET POND | 1997-05-28 | 7.17 | RT 245 |  | _ |  |  |  |  | 16--B01 | 175001.33 | 915498.61 | 71857 | 435231 | 1996-10-31 |  | 14 | 80 |  | 1 | _ | 1997-05-29
MEADOW LAKE | 221 | 96-1910 | None | WP | WET POND | 2005-08-01 | 28.12 | NORRIS RD |  |  |  | 42 | 12+18 | 28 | 18--B07 | 162500 | 944000 | 68046.45 | 443918.45 | 2005-08-01 |  |  | 81 |  | 1 |  | 2006-06-21
SOUTHERN PINES DEVELOPMENT POND 1 | 292 | 95-0012 | BuiltDate | WP | WET POND |  | 1.35 | SOUTHERN PINES ST | [6 empty] | 19--D11 | 154600 | 967000 | 65638.45 | 450928.95 | 1996-11-18 |  | 12 | 86 |  | 1 |  | 2006-06-21
SOUTHERN PINES DEVELOPMENT POND 2 | 293 | 95-0012 | None | WP | WET POND | 2001-08-21 | 3.35 | SOUTHERN PINES ST |  |  |  | 52 |  | 68 | 19--E11 | 154000 | 968700 | 65455.57 | 451447.12 | 1996-11-18 |  | 12 | 86 |  | 1 |  | 2006-06-21
MECHANICSVILLE ASSEMBLY OF GOD | 222 | 00-0029 | None | WP | WET POND | 2003-04-30 | 4.77 | 39501 THOMAS DR |  | MECHANICSVILLE | 20659 | 13 | 10 | 82 | 04--J08 | 215000 | 810000 | 84048.57 | 403074.56 |  |  | 14 | 86 |  | 1 |  | 2006-06-21
WESTBURY | 360 | 89-0045 | None | WP | WET POND | 2003-05-07 | 37.63 | CALLAS CT+CARMEN WOODS DR+MARIA CT+RODINE CT |  |  |  | 51 | 2 | 590 | 18--D11 | 153800 | 948500 | 65394.65 | 445290.07 | 1989-04-13 |  | 12 | 90 |  | 1 |  | 2006-06-21
CHARLOTTE HALL SQUARE | 58 | 00-0011 | BuiltDate | WP | WET POND |  | 41 | MOUNT WOLFE RD & RT 5 | SE QUAD |  |  | 1 | 22 | 42 | 01--A06 | 242500 | 865000 | 92430.65 | 419838.68 |  |  | 1542 | 94 |  |  |  | 2006-06-21
MAPLE PK PH 1 & 2 | 214 | 91-0038 | None | WP+DP | WET POND+DRY POND | 2001-05-31 | 6.35 | OPP HICKORY HILL |  | _ |  |  |  |  | 18--C05 | 167360.68 | 945251.78 | 69528 | 444300 | 1992-03-20 |  | 0 | 0 |  | 0 | I&M 2/5/92; PC MTG 6/10/91; PC MTG 5/13/91 OFFICE BLDG AND | 1996-06-24
MAPLE PK PH 1 & 2 | 215 | 91-0038 | None | WP+DP | WET POND+DRY POND | 2001-05-31 | 6.35 | OPP HICKORY HILL |  | _ |  |  |  |  | 18--C05 | 167360.68 | 945251.78 | 69528 | 444300 | 1992-03-20 |  | 0 | 0 |  | 0 | I&M 2/5/92; PC MTG 6/10/91; PC MTG 5/13/91 OFFICE BLDG AND | 1996-06-24
WAWA @ HILLS HALFWAY HOUSE | 355 | 01-0012 | BMP type | WQ | WATER QUALITY | 2002-02-01 | 1.41 | RT 5 & RT 235 |  |  |  | 13 | 4 | 185 | 04--J06 | 216400 | 881200 | 84475.41 | 424776.52 |  |  | 14 | 76 |  | 1 |  | 2006-06-21
CHILDRENS WELLNESS CTR LOT 9 | 61 | 01-0021 | BMP type | WQ | WATER QUALITY | 2003-10-27 | 0.48 | 22876 THREE NOTCH RD |  | LEXINGTON PARK | 20653 | 35A | 24 | 1 | 18--A04 | 168170 | 943590 | 69774.69 | 443793.48 |  |  | 14 | 92 |  | 1 |  | 2006-06-21
2341.359

## Original Data
SEQ | SWM_ID | MISSING | STRU_TYPE | STRU_TYPE_EXPLANATION | BUILT_DATE | DRAIN_AC | STRU_NAME | ADDRESS1 | ADDR_EXTN | CITY | ZIP | TAX_MAP | GRID | PARCEL | ADC_MAP | N27_FT | E27_FT | N83_MT | E83_MT | APPR_DATE | INSP_DATE | LU | RCN | OFF_ON | COMMENTS | LAST_CHNGD
59 | 02-0037 | None | BR | BIORETENTION | 2003-03-24 | 0.6 | CHESAPEAKE EMBROIDERY | 22571 THREE NOTCH RD |  | LEXINGTON PARK | 20653 | 43 | 2 | 204 | 18--E06 | 165500 | 950000 | 68960.85 | 445747.28 |  |  | 14 | 90 | 1 |  | 2006-06-21
10 | 02-0011 | None | BR | BIORETENTION | 2002-10-15 | 0.45 | ALTERNATIVES FOR YOUTH | 30049 BUSINESS CENTER DR |  | CHARLOTTE HALL | 20622 | 1 | 22 | 124 | 01--A07 | 240000 | 869640 | 91668.66 | 421252.97 |  |  | 801 | 59 | 1 |  | 2006-06-21
115 | 01-0017 | None | BR | BIORETENTION | 2002-01-18 | 1.32 | GREAT MILLS STORE | RT 5 & RT 246 | N QUAD |  |  | 51 | 13 | 1228 | 24--B02 | 147500 | 944000 | 63474.4 | 443918.45 |  |  | 14 | 91 | 1 |  | 2006-06-21
47 | 04-0034 | BuiltDate | BR | BIORETENTION |  | 0.7 | CEDAR POINT FEDERAL CREDIT UNION LOT 2 |  |  |  |  | 4 |  | 33 | 00--C05 | 167000 | 945000 | 69418.06 | 444223.26 |  |  | 13 | 93 | 1 |  | 2006-06-21
74 | 04-0077 | BuiltDate | BR | BIORETENTION |  | 0.7 | COUNTY FIRST BANK | 37605 NEW MARKET RD |  | CHARLOTTE HALL | 20622 | 4 | 16 | 101 | 12--K08 | 245000 | 864000 | 93192.64 | 419533.87 |  |  | 14 | 72 | 1 |  | 2006-06-21
107 | 05-0005 | BuiltDate | BR | BIORETENTION |  | 2.46 | GOOD SAMARITAN LUTHERAN CH | 20850 LANGLEY RD |  | LEXINGTON PARK | 20653 |  |  |  | 24--C03 | 148680 | 945640 | 63834.06 | 444418.33 |  |  | 16 | 89 | 1 |  | 2006-06-21
309 | 02-0010 | BuiltDate | BR | BIORETENTION |  | 0.73 | ST MARYS HOSPITAL MED OFC BLDG FAC 1 |  |  |  |  | 1 | 22 | 124 | 01--A07 | 240800 | 865200 | 91912.49 | 419899.64 |  |  | 801 | 94 | 1 |  | 2006-06-21
310 | 02-0010 | BuiltDate | BR | BIORETENTION |  | 3.6 | ST MARYS HOSPITAL MED OFC BLDG FAC 2 |  |  |  |  | 1 | 22 | 124 | 01--A07 | 240600 | 865000 | 91851.53 | 419838.68 |  |  | 801 | 71 | 1 |  | 2006-06-21
319 | 04-0026 | BuiltDate | BR | BIORETENTION |  | 0.53 | ST MARYS IND/BUS CTR LOTS 13+14+17 |  | ST MARYS IND PARK | HOLLYWOOD |  | 34 | 1 | 548 | 11--C13 | 177500 | 926500 | 72618.56 | 438584.31 |  |  | 14 | 85 | 1 |  | 2006-06-21
342 | 02-0014 | BuiltDate | BR | BIORETENTION |  | 1.15 | WALDORF SIERRA INC LOTS 5+6 FAC 1 | 30007 BUSINESS CENTER DR |  | CHARLOTTE HALL | 20622 | 1 | 22 | P/O 124 | 01--B07 | 240000 | 867300 | 91668.66 | 420539.73 |  |  | 8052 | 94 | 1 |  | 2006-06-21
343 | 02-0014 | BuiltDate | BR | BIORETENTION |  | 0.3 | WALDORF SIERRA INC LOTS 5+6 FAC 2 | 30007 BUSINESS CENTER DR |  | CHARLOTTE HALL | 20622 | 1 | 22 | P/O 124 | 01--B07 | 240000 | 867300 | 91668.66 | 420539.73 |  |  | 8052 | 98 | 1 |  | 2006-06-21
344 | 02-0014 | BuiltDate | BR | BIORETENTION |  | 0.27 | WALDORF SIERRA INC LOTS 5+6 FAC 3 | 30007 BUSINESS CENTER DR |  | CHARLOTTE HALL | 20622 | 1 | 22 | P/O 124 | 01--B07 | 240000 | 867300 | 91668.66 | 420539.73 |  |  | 8052 | 98 | 1 |  | 2006-06-21
345 | 02-0014 | BuiltDate | BR | BIORETENTION |  | 0.27 | WALDORF SIERRA INC LOTS 5+6 FAC 4 | 30007 BUSINESS CENTER DR |  | CHARLOTTE HALL | 20622 | 1 | 22 | P/O 124 | 01--B07 | 240000 | 867300 | 91668.66 | 420539.73 |  |  | 8052 | 98 | 1 |  | 2006-06-21
228 | 03--02 | BuiltDate | BR+EDSD | BIO-RETENTION |  | 6.3 | MOUNT ZION UNITED METHODIST CH | RT 235 | 300' W OF HORSE LANDING RD |  |  | 14 | 07 | 90+91 | 00--E09 | 211526.9525 | 891511.3319 | 82990.1 | 427917.5 |  |  | 11 | 80 | 1 |  | 2006-09-06
137 | 99-0004 | None | CD | CHECK DAM | 2003-02-24 | 2.11 | HIDDEN ACRES 1-1 | BAPTIST CHURCH RD |  |  |  | 52 | 14 | 41 | 04--FG10 | 208164 | 876093 | 81965.09 | 423219.86 |  |  |  | 79 | 1 |  | 2006-06-21
138 | 99-0004 | None | CD | CHECK DAM | 2003-02-24 | 2.75 | HIDDEN ACRES 1-2 | BAPTIST CHURCH RD |  |  |  | 52 | 14 | 41 | 04--FG10 | 208164 | 876093 | 81965.09 | 423219.86 |  |  |  | 79 | 1 |  | 2006-06-21
139 | 99-0004 | None | CD | CHECK DAM | 2003-02-24 | 7.27 | HIDDEN ACRES 2-1 | BAPTIST CHURCH RD |  |  |  | 52 | 14 | 41 | 04--FG10 | 208164 | 876093 | 81965.09 | 423219.86 |  |  |  | 79 | 1 |  | 2006-06-21
140 | 99-0004 | None | CD | CHECK DAM | 2003-02-24 | 1.64 | HIDDEN ACRES 2-2 | BAPTIST CHURCH RD |  |  |  | 52 | 14 | 41 | 04--FG10 | 208164 | 876093 | 81965.09 | 423219.86 |  |  |  | 79 | 1 |  | 2006-06-21
76 | 00-0016 | None | CD | CHECK DAM | 2001-12-04 | 7.13 | COUNTY LAKES SUBDVN | 37284-37300 TANYARD DR |  |  |  | 12 |  | 79 | 03--D09 | 212872 | 860280 | 83400.07 | 418400.01 | 2000-05-03 |  | 11 | 40 | 1 |  | 2006-06-21
270 | 90-SF-0006 | BuiltDate | IB | DETENTION POND+INFILTRATION BASIN |  | 3.65 | RT 5 TO SARATOGA DR | RT 246 |  | _ | 20000 |  |  |  | 00--000 | 152200.12 | 946898.76 | 64907 | 444802 | 1993-03-02 |  | 0 | 0 | 0 | FUNCTIONS AS BOTH DETENTION AN INFILTRATION BASIN DA#9 | 2099-12-31
152 | 98-0029 | BuiltDate+DrainAcres | DP | DRY POND |  |  | HUNTING QUARTERS PH 2 SECT 2 | _ |  | _ |  |  |  |  | 19--J13 | 150198.69 | 937299.23 | 64297 | 441876 |  |  | 0 | 0 | 0 | OPEN
169 | 92-0011 | BuiltDate+DrainAcres | DP | DRY POND |  |  | LAUREL GLEN PUD PH 5 SECT 2 FAC 1 | 42-05-215 |  | _ |  |  |  |  | 17--K05 | 166501.05 | 939500.6 | 69266 | 442547 |  |  | 0 | 0 | 0 | I&M 5/07/93; PC MTG 7/08/91; PC MTG 6/10/91 | 1996-06-24
170 | 92-0011 | BuiltDate+DrainAcres | DP | DRY POND |  |  | LAUREL GLEN PUD PH 5 SECT 2 FAC 2 | 42-05-215 |  | _ |  |  |  |  | 17--K05 | 166501.05 | 939500.6 | 69266 | 442547 |  |  | 0 | 0 | 0 | I&M 5/07/93; PC MTG 7/08/91; PC MTG 6/10/91 | 1996-06-24
171 | 92-0011 | BuiltDate+DrainAcres | DP | DRY POND |  |  | LAUREL GLEN PUD PH 5 SECT 2 FAC 3 | 42-05-215 |  | _ |  |  |  |  | 17--K05 | 166501.05 | 939500.6 | 69266 | 442547 |  |  | 0 | 0 | 0 | I&M 5/07/93; PC MTG 7/08/91; PC MTG 6/10/91 | 1996-06-24
208 | 92-0034 | BuiltDate | DP | DRY POND |  | 1.93 | LONDONTOWNE SUBDVN | 43-15-318 |  | _ |  |  |  |  | 00--000 | 160198.74 | 952400.64 | 67345 | 446479 | 1992-03-01 |  | 0 | 0 | 0 | _ | 1996-06-24
302 | 02-0029 | BuiltDate | DP | DRY POND |  | 0.43 | SPRINT PCS @ VALLARIO | POINT LOOKPUT RD |  | MORGANZA | 20660 | 18 | 15 | 30 |  | 197360 | 880403 | 78672.03 | 424533.58 |  |  | 20 | 69 | 1 |  | 2006-06-21
157 | 02-0033 | None | DP | DRY POND | 2004-06-21 | 33.5 | JOHN WAYNE ESTS | BAPTIST CHURCH RD |  |  |  | 17 | 6 | 201 | 04--E12 | 203000 | 872000 | 80391.12 | 421972.28 |  |  | 15 | 86 | 1 |  | 2006-06-21
197 | 01-0011 | None | DP | DRY POND | 2004-01-06 | 1.6 | LEXINGTON PARK ES POND 1 | 46763 S SHANGRI-LA DR |  | LEXINGTON PARK | 20653 | 51 |  | 202 | 18--H10 | 159000 | 956000 | 66979.61 | 447576.1 |  |  | 16 | 90 | 1 |  | 2006-06-21
356 | 02-0004 | None | DP | DRY POND | 2003-10-15 | 14.3 | WAWA @ RUE PURCHASE RD | 22530 THREE NOTCH RD |  | CALIFORNIA |  | 43 | 3 | 211 | 18--F05 | 160500 | 950000 | 67436.83 | 445747.27 |  |  | 14 | 81 | 1 |  | 2006-06-21
196 | 99-0039 | None | DP | DRY POND | 2002-11-13 | 5.3 | LEXINGTON PARK CHURCH OF CHRIST | ST ANDREWS CHURCH RD |  |  |  | 34 | 16+22 | 520 | 17--H03 | 170262 | 936427 | 70412.36 | 441610.14 |  |  | 16 | 80 | 1 |  | 2006-06-21
124 | 97-0027 | None | DP | DRY POND | 2002-10-04 | 5.65 | HARPERS CORNER |  |  | HOLLYWOOD | 20636 | 13 | 4 | 77 | 04--K08 | 213000 | 882400 | 83439.09 | 425142.29 |  |  | 12 | 74 | 1 |  | 2006-06-21
252 | 98-0023 | None | DP | DRY POND | 2002-09-13 | 26.5 | PORTO BELLO ESTS | PORTO BELLO CT |  |  |  | 62 | 9+16 | 33 | 24--G12 | 128000 | 952500 | 57530.73 | 446509.31 |  |  | 192 | 68 | 1 |  | 2006-06-21
39 | 94-0013 | None | DP | DRY POND | 2002-07-09 | 3.11 | CALIFORNIA SLEEP INN | 23418 THREE HATCH RD |  | CALIFORNIA | 20610 | 54 | 9 | 158 | 17--G01 | 175000 | 945500 | 71856.49 | 444375.66 |  |  | 14 | 72 | 1 |  | 2006-06-21
120 | 97-0021 | DrainAcres | DP | DRY POND | 2002-06-14 |  | GREENVIEW WEST POND 1 | 45543 LONGFIELDS BLVD |  |  |  | 43 | 7 | 30 | 18--B07 | 163400 | 943600 | 68320.77 | 443796.53 |  |  | 12 |  | 1 |  | 2006-06-21
121 | 97-0021 | DrainAcres | DP | DRY POND | 2002-06-14 |  | GREENVIEW WEST POND 2 | 45545 LONGFIELDS BLVD |  |  |  | 43 | 7 | 30 | 18--B07 | 163400 | 943600 | 68320.77 | 443796.53 |  |  | 12 |  | 1 |  | 2006-06-21
122 | 97-0021 | DrainAcres | DP | DRY POND | 2002-06-14 |  | GREENVIEW WEST POND 5 LOT 19 | 45523 LONGFIELDS BLVD |  |  |  | 43 | 7 | 30 | 18--B07 | 163400 | 943600 | 68320.77 | 443796.53 |  |  | 12 |  | 1 |  | 2006-06-21
224 | 00-0024 | None | DP | DRY POND | 2002-05-24 | 3.47 | MECHANICSVILLE VFD |  |  | MECHANICSVILLE | 20659 | 05 | 05 | 117 | 02--A08 | 238300 | 884700 | 91150.52 | 425843.37 |  |  | 14 | 58 | 1 |  | 2006-06-21
104 | 99-0001 | None | DP | DRY POND | 2002-01-24 | 5.8 | FOREST RUN CLUSTER SECT 2 PH 3 | FOREST RUN DR |  | LEXINGTON PARK | 20653 | 51 | 3 | 131 | 18--F11 | 155200 | 950500 | 65821.37 | 445899.68 |  |  | 11 | 86 | 1 |  | 2006-06-21
173 | 98-0008 | None | DP | DRY POND | 2002-01-03 | 13.83 | LAUREL GLEN PUD POND 3 PH 5 SECT 2 |  |  |  |  | 42 | 5 | 231 | 17--K05 | 160310 | 940020 | 67378.95 | 442705.31 |  |  | 13 | 79 | 1 |  | 2006-06-21
90 | 98-0045 | None | DP | DRY POND | 2001-11-14 | 4.68 | ESPERENZA MS | 22790 MAPLE RD |  | LEXINGTON PARK | 20653 | 43 | 1 | 229 | 18--C05 | 167300 | 946600 | 69509.5 | 444710.94 | 1998-09-07 |  | 16 | 85 | 1 |  | 2006-06-21
168 | 92-0011 | DrainAcres | DP | DRY POND | 2001-05-31 |  | LAUREL GLEN PUD | 42-05-215 |  | _ |  |  |  |  | 17--K05 | 166501.05 | 939500.6 | 69266 | 442547 |  |  | 0 | 0 | 0 | I&M 5/07/93; PC MTG 7/08/91; PC MTG 6/10/91 | 1996-06-24
63 | GP-98-0038 | None | DP | DRY POND | 1999-10-07 | 0.49 | CHRISTIE DENTAL OFC | RT 235 |  | CALIFORNIA |  |  |  |  | 17--J02 | 172501.61 | 937499.33 | 71095 | 441937 | 1998-12-21 |  | 14 | 87 | 1 | _ | 2001-03-21
275 | 98-0028 | None | DP | DRY POND | 1999-09-30 | 13.2 | RUE WOODS SUBDVNN | RUE PURCHASE RD |  | CALIFORNIA |  |  |  |  | 18--E05 | 166399.44 | 950701.19 | 69235 | 445961 | 1998-08-31 |  |  | 73 | 1 | _ | 2001-03-21
299 | 96-0020 | None | DP | DRY POND | 1998-12-01 | 3.66 | SPRINGWOOD ESTS | 21942 SPRINGWOOD CT |  | LEXINGTON PARK |  |  |  |  | 18--F09 | 159001.25 | 952499.07 | 66980 | 446509 | 1996-09-11 |  | 12 | 84 | 1 | _ | 2001-10-05
294 | 94-0016 | None | DP | DRY POND | 1998-11-02 | 13.568 | SOUTHGATE CTR | HERMANVILLE RD & RT 235 |  | _ |  |  |  |  | 19--C13 | 154998.76 | 964998.89 | 65760 | 450319 | 1994-04-15 |  | 11 | 78 | 1 | _ | 2001-10-05
56 | GP95-0008 | None | DP | DRY POND | 1998-09-18 | 0.79 | CHARLOTTE HALL BUS PK LOT 500-3 | 29950 KILLPECK CREEK RD |  | _ |  |  |  |  | 01--B08 | 239449.92 | 869699.17 | 91501 | 421271 | 1995-05-22 |  | 15 | 73 | 0 |  | 1996-06-24
60 | GP-98-0010 | None | DP | DRY POND | 1998-09-01 | 13.19 | CHESAPEAKE PROFESSIONAL BLDG | RT 235 |  | LEXINGTON PARK |  |  |  |  | 13--F06 | 164601.57 | 951199.87 | 68687 | 446113 | 1997-10-14 |  | 14 | 79 | 1 |  | 2001-10-05
254 | 98-0009 | None | DP | DRY POND | 1998-08-27 | 0.81 | PRECISION TUNE | 22390 THREE NOTCH RD |  | LEXINGTON PARK |  |  |  |  | 18--F06 | 164001.18 | 951600.12 | 68504 | 446235 | 1997-10-31 |  | 14 | 89 | 1 |  | 2001-10-05
114 | 96-0004 | None | DP | DRY POND | 1998-04-06 | 7.7 | GREAT MILLS HS PH 3 | 21130 GREAT MILLS RD |  | GREAT MILLS | 20634 |  |  |  | 18--D13 | 150999.34 | 946498.5 | 64541 | 444680 | 1995-10-30 |  | 16 | 83 | 1 | _ | 1998-05-20
349 | 96-0025 | None | DP | DRY POND | 1998-03-19 | 1.14 | WATTS OFC BLDG | MD RT 235 NORTH TOWN CREEK |  | _ |  |  |  |  | 18--A04 | 169998.41 | 941498.57 | 70332 | 443156 | 1996-08-21 |  | 14 | 93 | 1 | _ | 1998-07-22
335 | 97-0010 | None | DP | DRY POND | 1998-01-02 | 1.35 | TAYLOR RENTAL CTR | MD RT 235 |  | CALFORNIA | 20619 |  |  |  | 10--C05 | 167350.84 | 945802.96 | 69525 | 444468 | 1996-11-27 |  | 14 | 92 | 1 | _ | 1998-07-22
15 | 96-0003 | DrainAcres | DP | DRY POND | 1998-01-01 |  | BARNES ESTS PH 1 | _ |  | _ |  |  |  |  | 10--C12 | 178849.64 | 906876.79 | 73030 | 432603 |  |  | 0 | 0 | 0 | _
84 | 95-0011 | DrainAcres | DP | DRY POND | 1998-01-01 |  | DYNAR FARM ESTS | _ |  | _ |  |  |  |  | 14--F02 | 173029.05 | 873760.9 | 71256 | 422509 |  |  | 0 | 0 | 0 | _
136 | 96-0030 | DrainAcres | DP | DRY POND | 1998-01-01 |  | HICKORY HILLS NORTH | _ |  | _ |  |  |  |  | 18--B05 | 166599.53 | 943601.54 | 69296 | 443797 |  |  | 0 | 0 | 0 | _
336 | 95-0003 | None | DP | DRY POND | 1997-11-25 | 2.16 | THREE NOTCH VETERINARY HOSPITAL | 55 AIRPORT VIEW DR |  | HOLLYWOOD | 20636 |  |  |  | 11--E13 | 180001.45 | 929999.53 | 73381 | 439651 |  |  | 14 | 81 | 1 | _ | 1997-11-25
142 | 94-0014 | None | DP | DRY POND | 1997-10-20 | 6.76 | HOLLAND FOREST LANDING | MCINTOSH RD TINTOP HILL |  | _ |  |  |  |  | 10--C12 | 180001.24 | 910000.06 | 73381 | 433555 |  |  | 12 | 80 | 1 | _ | 1997-10-21
277 | 97-0011 | None | DP | DRY POND | 1997-09-12 | 7.18 | SAILING SPECIALITIES INC | P O BOX 99 |  | HOLLYWOOD | 20636 |  |  |  | 11--D13 | 177399.75 | 927899.85 | 72588 | 439011 | 1996-11-13 |  |  | 83 | 1 | _ | 1997-10-27
261 | 92-0032 | None | DP | DRY POND | 1997-04-03 | 2.38 | QUEEN ARBOR SUBDVN POND 1 | _ |  | _ |  |  |  |  | 05--J11 | 206999.1 | 898901.23 | 81610 | 430172 | 1993-10-22 |  | 11 | 103 | 1 | PC MTG 8/12/91; PC MTG 6/10/91; PC MTG 11/13/90; SENT COMMEN | 1996-06-24
264 | 92-0032 | None | DP | DRY POND | 1997-04-03 | 4.47 | QUEEN ARBOR SUBDVN POND 4 | _ |  | _ |  |  |  |  | 00--000 | 206457.77 | 900308.68 | 81445 | 430601 | 1993-10-22 |  | 11 | 66 | 1 | PC MTG 8/12/91; PC MTG 6/10/91; PC MTG 11/13/90; SENT COMMEN | 2001-10-05
259 | 93-0022 | None | DP | DRY POND | 1997-02-19 | 23.06 | PYLES ESTS POND 10 | _ |  | HOLLYWOOD |  |  |  |  | 10--G03 | 197248.58 | 916699.33 | 78638 | 435597 |  |  | 0 | 53 |  | EMBANKMENT STRUCTURE STORMWATER MANAGEMENT DRY | 1997-02-19
260 | 93-0022 | None | DP | DRY POND | 1997-02-18 | 8.06 | PYLES ESTS POND 7 | _ |  | HOLLYWOOD |  |  |  |  | 10--G02 | 197248.58 | 916699.33 | 78638 | 435597 |  |  | 0 | 50 | 1 | EMBANKMENT STRUCTURE STORMWATER MANAGEMENT DRY | 1997-02-19
78 | 93-0003 | None | DP | DRY POND | 1997-01-01 | 13.9 | COURTYARDS AT GREAT MILLS | GREAT MILLS RD |  | _ |  |  |  |  | 00--000 | 152433.1 | 953791.7 | 64978 | 446903 |  |  | 0 | 0 | 0 | _ | 1996-06-24
106 | 95-0015 | DrainAcres | DP | DRY POND | 1997-01-01 |  | FRANZEN OFC BLDG | _ |  | _ |  |  |  |  | 18--G07 | 163801.06 | 952600.77 | 68443 | 446540 |  |  | 0 | 0 | 0 | _
113 | 96-0004 | DrainAcres | DP | DRY POND | 1997-01-01 |  | GREAT MILLS HS | _ |  | _ |  |  |  |  | 18--D13 | 150999.34 | 946498.5 | 64541 | 444680 |  |  | 0 | 0 | 0 | _
55 | NA | None | DP | DRY POND | 1996-11-15 | 56.9 | CHARLES CO COMM COLL-ST MARY'S CO CAMPUS | RT 5 & RT 245 |  | LEONARDTOWN | 20650 |  |  |  | 16--B04 | 169948.74 | 906000.85 | 70317 | 432336 |  |  | 16 | 78 | 1 | _ | 1997-10-20
94 | 96-0005 | None | DP | DRY POND | 1996-08-28 | 1.6 | F & W OFC SITE | 22776 THREE NOTCH RD |  | LEXINGTON PARK | 20653 |  |  |  | 18--B04 | 164745.92 | 950668.38 | 68731 | 445951 | 1995-10-04 |  | 14 | 86 | 1 | _ | 1996-08-29
83 | 90-0018 | None | DP | DRY POND | 1996-08-05 | 1.02 | DEXTER SUBDVN | 17882 THREE NOTCH RD |  | CALIFORNIA | 20619 |  |  |  | 17--J03 | 171051.5 | 938001.29 | 70653 | 442090 | 1990-02-27 |  | 14 | 89 | 1 | _ | 1997-10-24
5 | 92-0015 | DrainAcres | DP | DRY POND | 1996-01-01 |  | 84 LUMBER CO | _ |  | LEXINGTON PARK |  |  |  |  | 01--A11 | 232799.66 | 865001.06 | 89474 | 419839 | 1996-01-01 |  |  |  | 0 | _
18 | 93-0015 | DrainAcres | DP | DRY POND | 1996-01-01 |  | BAY RIDGE ESTS PH 4 | _ |  | _ |  |  |  |  | 00--000 | 147498.71 | 947000.45 | 63474 | 444833 |  |  | 0 | 0 | 0 | _
64 | 94-0008 | DrainAcres | DP | DRY POND | 1996-01-01 |  | CHRISTMAS HILL MINOR SUBDVN | _ |  | _ |  |  |  |  | 24--G08 | 133666.85 | 953932.7 | 59258 | 446946 | 1994-12-12 |  | 0 | 0 | 0 | REVIEW OF 5 LOT SUBDIVISION+FARMSTEAD; ALSO SEE TEC 11/2 | 1996-06-24
65 | 94-0008 | DrainAcres | DP | DRY POND | 1996-01-01 |  | CHRISTMAS HILL MINOR SUBDVN | _ |  | _ |  |  |  |  | 24--G08 | 133666.85 | 953932.7 | 59258 | 446946 | 1994-12-12 |  | 0 | 0 | 0 | REVIEW OF 5 LOT SUBDIVISION+FARMSTEAD; ALSO SEE TEC 11/2 | 1996-06-24
346 | 96-0016 | None | DP | DRY POND | 1995-10-23 | 2 | WALLY'S EXCAVATING | COMMERCE AVE |  | _ |  |  |  |  | 11--D13 | 177501.45 | 928001.55 | 72619 | 439042 |  |  | 15 | 74 | 1 | _ | 1995-10-23
238 | 93-0007 | None | DP | DRY POND | 1995-07-11 | 11.85 | PARK HALL ES | _ |  | _ |  |  |  |  | 24--J04 | 142423.37 | 957531.76 | 61927 | 448043 | 1993-01-18 |  | 0 | 0 | 0 | I&M 1/18/93; REVIEW OF CONCEPT SITE PLAN FOR ADDITION TO EXI | 1996-06-24
177 | 91-0018 | DrainAcres | DP | DRY POND | 1995-05-16 |  | LAUREL RIDGE SECT 4A | _ |  | _ |  |  |  |  | 00--000 | 235650.67 | 874774.53 | 90343 | 422818 | 1991-03-18 |  | 0 | 0 | 0 | I&M 3/5/91 | 1996-06-24
69 | 90-0012 | DrainAcres | DP | DRY POND | 1995-01-05 |  | COLUMBIA COMMONS 2 | _ |  | _ |  |  |  |  | 00--000 | 156448.78 | 951649.34 | 66202 | 446250 | 1990-06-14 |  | 0 | 0 | 0 | I&M 4/26/90; PUD 1/23/89 54 UNITS (PART OF PATUXENT PARK WE | 1996-06-24
72 | 90-0011 | DrainAcres | DP | DRY POND | 1995-01-01 |  | COUNTRY LAKES SECT 5 | 1979-12-15 |  | _ |  |  |  |  | 03--J10 | 210001.04 | 860001.11 | 82525 | 418315 |  |  | 0 | 0 | 0 | I&M 10/ /89 ALSO INFILTRATION CHECK DAMS PC MTG 2/27/89 | 1996-06-24
102 | 92-0013 | DrainAcres | DP | DRY POND | 1995-01-01 |  | FOREST HALL APT | _ |  | _ |  |  |  |  | 00--000 | 153000.7 | 957200.44 | 65151 | 447942 |  |  | 0 | 0 | 0 | PC MTG 06/24/91; REVIEW OF SITE PLAN FOR 120 GARDEN APTS | 1996-06-24
150 | 93-0012 | DrainAcres | DP | DRY POND | 1995-01-01 |  | HUNTING QUARTERS PH 1 SECT 2 FAC 1 | _ |  | _ |  |  |  |  | 19--J13 | 150198.69 | 937299.23 | 64297 | 441876 |  |  | 0 | 0 | 0 | _
151 | 93-0012 | DrainAcres | DP | DRY POND | 1995-01-01 |  | HUNTING QUARTERS PH 1 SECT 2 FAC 2 | _ |  | _ |  |  |  |  | 19--J13 | 150198.69 | 937299.23 | 64297 | 441876 |  |  | 0 | 0 | 0 | _
378 | 87-0036 | DrainAcres | DP | DRY POND | 1994-06-28 |  | WOODWARD MACHINE CORP | _ |  | _ |  |  |  |  | 00--000 | 177252.11 | 927676.76 | 72543 | 438943 | 1988-09-13 |  | 0 | 0 | 0 | 1988-07-14 | 1996-06-24
48 | 92-0033 | None | DP | DRY POND | 1994-04-13 | 0.99 | CH OF JESUS CHRIST OF THE LATTER DAY SAINTS | _ |  | _ |  |  |  |  | 00--000 | 160500.57 | 951498.42 | 67437 | 446204 | 1992-06-01 |  | 0 | 0 | 0 | I&M 06/01/92; SITE PLAN REVIEW FOR SUNDAY SCHOOL ADDN; DISTU | 1996-06-24
116 | 92-0004 | DrainAcres | DP | DRY POND | 1993-12-13 |  | GREEN HOLLY ES | _ |  | _ |  |  |  |  | 18--D05 | 167199.94 | 948001.09 | 69479 | 445138 | 1991-08-30 |  | 0 | 0 | 0 | PC 4/22/91 | 1996-06-24
145 | 88-0033 | DrainAcres | DP | DRY POND | 1993-12-13 |  | HOLLYWOOD PLZ | 3 NOTCH RD (11-B08) |  | _ |  |  |  |  | 00--000 | 184857 | 924642.05 | 74861 | 438018 | 1988-12-14 |  | 0 | 0 | 0 | I&M 11/9/88 | 1996-06-24
329 | 91-0037 | DrainAcres | DP | DRY POND | 1993-10-05 |  | SUMMIT HILL SECT 2 | _ |  | _ |  |  |  |  | 00--000 | 242999.75 | 881001.39 | 92583 | 424716 | 1991-09-17 |  | 0 | 0 | 0 | I&M 9/10/91; PC MTG 6/24/91 | 1996-06-24
131 | 92-0009 | DrainAcres | DP | DRY POND | 1993-07-20 |  | HENRY CHIROPRACTIC-ST MARY'S BACK REHAB CTR | _ |  | _ |  |  |  |  | 18--C05 | 167698.6 | 944598.9 | 69631 | 444101 | 1991-12-12 |  | 0 | 0 | 0 | I&M 11/5/91; PC 6/24/91 | 1996-06-24
85 | 92-0022 | None | DP | DRY POND | 1993-07-06 | 3.34 | EAGLES SYSTEMS OFC SITE | _ |  | _ |  |  |  |  | 00--000 | 165300.37 | 949300.29 | 68900 | 445534 | 1992-01-22 |  | 0 | 0 | 0 | I&M 1/16/92; TOTAL AREA 353 ACRES | 1996-06-24
239 | 91-0026 | DrainAcres | DP | DRY POND | 1993-06-28 |  | PATUXENT PK WEST SECT 2 PARCEL E | 43-22-533 |  | _ |  |  |  |  | 18--H10 | 157498.66 | 954500.35 | 66522 | 447119 | 1991-06-25 |  | 0 | 0 | 0 | I&M 5/11/87; PC MTG 6/26/89; PC MTG 7/24/89; PC MTG 5/22/89; | 1996-06-24
231 | 91-0017 | DrainAcres | DP | DRY POND | 1993-06-02 |  | NORRIS ACRES | _ |  | _ |  |  |  |  | 05--K12 | 205637.57 | 901502.87 | 81195 | 430965 | 1991-11-06 |  | 0 | 0 | 0 | I&M 10/24/91; PC MTG 1/22/90 | 1996-06-24
348 | 90-0007 | DrainAcres | DP | DRY POND | 1993-01-22 |  | WAREHOUSE OFC | _ |  | _ |  |  |  |  | 00--000 | 155369.46 | 961140.67 | 65873 | 449143 | 1991-08-27 |  | 0 | 0 | 0 | I&M 6/06/91; SUBMITTED 06/06/89 PC MTG 10/23/89 | 1996-06-24
204 | 89-0034 | DrainAcres | DP | DRY POND | 1993-01-12 |  | LINDSAY ESTS | _ |  | _ |  |  |  |  | 00--000 | 161251.83 | 945376.46 | 67666 | 444338 |  |  | 0 | 0 | 0 | PC MTG 3/27/89 TEC - 3/26/85 LINDSAY ESTATES CLUSTER 85- | 1996-06-24
255 | 90-0028 | DrainAcres | DP | DRY POND | 1992-10-26 |  | PYLES ACRES | 19-04-402 |  | _ |  |  |  |  | 00--000 | 203400.04 | 901476.63 | 80513 | 430957 | 1990-07-29 |  | 0 | 0 | 0 | NOTE: FOR LISTING OF SEVERAL ACTIVE PROJECTS SEE PYLES EST | 1996-06-24
219 | 92-0006 | DrainAcres | DP | DRY POND | 1992-09-24 |  | MCKAY'S PLZ AT GREAT MILLS | _ |  | _ |  |  |  |  | 00--000 | 152751.3 | 948276.69 | 65075 | 445222 | 1991-09-13 |  | 0 | 0 | 0 | PC 11/26/90 ALSO SEE TEC 5/16/90 | 1996-06-24
117 | 88-0013 | DrainAcres | DP | DRY POND | 1992-06-03 |  | GREENS AT HILTON RUN THE | 46860 HILTON DR |  | _ |  |  |  |  | 00--000 | 149998.75 | 955999.66 | 64236 | 447576 | 1990-09-11 |  | 0 | 0 | 0 | I&M 9/11/87; SEE 9/25/89 TEC+PC; TEC 1/17/90 ALSO SEE CP 0 | 1996-06-24
308 | 90-0042 | DrainAcres | DP | DRY POND | 1992-05-15 |  | ST MARY'S COUNTY REGIONAL PK | _ |  | _ |  |  |  |  | 18--B09 | 158499.24 | 944300.36 | 66827 | 444010 | 1990-08-15 |  | 0 | 0 | 0 | I&M 7/30/90; PC MTG 3/27/89 PC MTG 3/12/90 | 1996-06-24
12 | 89-0016 | DrainAcres | DP | DRY POND | 1992-01-01 |  | AUTOPLEX SERVICE PK | RT 235 |  | CALIFORNIA |  |  |  |  | 00--000 | 166901.37 | 945950.59 | 69388 | 444513 |  |  | 0 | 0 | 0 | I&M 9/23/88 | 1996-06-24
26 | 89-0035 | DrainAcres | DP | DRY POND | 1992-01-01 |  | BOB'S IMPORT AUTO PARTS | _ |  | _ |  |  |  |  | 00--000 | 152698.8 | 947699.27 | 65059 | 445046 |  |  | 0 | 0 | 0 | I&M 1/5/89 | 1996-06-24
108 | 88-0026 | DrainAcres | DP | DRY POND | 1992-01-01 |  | GOSPEL TABERNACLE-PRAYER | 23-18-113-01 |  | _ |  |  |  |  | 00--000 | 183750.88 | 874476.08 | 74524 | 422727 |  |  | 0 | 0 | 0 | I&M 12/8/87 | 1996-06-24
201 | 89-0052 | DrainAcres | DP | DRY POND | 1992-01-01 |  | LEXINGTON PK BURCHMART | 43-16-154 |  | _ |  |  |  |  | 00--000 | 160576.05 | 954198.52 | 67460 | 447027 |  |  | 0 | 0 | 0 | I&M 6/16/89; PWA FOR VALLEY DR SENT 3/29/89 FOR $20000 | 1996-06-24
209 | 89-0044 | DrainAcres | DP | DRY POND | 1992-01-01 |  | LOWE'S AT LEXINGTON PK | _ |  | _ |  |  |  |  | 00--000 | 168298.98 | 943998.52 | 69814 | 443918 |  |  | 0 | 0 | 0 | I&M 3/9/89 | 1996-06-24
205 | 91-0027 | DrainAcres | DP | DRY POND | 1991-09-25 |  | LINDSAY ESTS | _ |  | _ |  |  |  |  | 00--000 | 161251.83 | 945376.46 | 67666 | 444338 |  |  | 0 | 0 | 0 | ALSO SEE 91-44 | 1996-06-24
148 | 90-0033 | DrainAcres | DP | DRY POND | 1991-09-05 |  | HUNTER'S RIDGE SUBDVN | _ |  | _ |  |  |  |  | 01--E13 | 230447.24 | 871168.99 | 88757 | 421719 | 1990-06-12 |  | 0 | 0 | 0 | I&M 5/21/90; PC MTG 9/24/90 PC MTG 2/26/90 SEE LIVINGSTO | 1996-06-24
217 | 90-0013 | DrainAcres | DP | DRY POND | 1991-05-28 |  | MCDONALDS AT LEXINGTON PK | _ |  | _ |  |  |  |  | 00--000 | 127748.47 | 975881.14 | 57454 | 453636 | 1989-12-21 |  | 0 | 0 | 0 | _ | 1996-06-24
265 | 90-0038 | DrainAcres | DP | DRY POND | 1991-05-08 |  | QUEENTREE LANDING | _ |  | _ |  |  |  |  | 06--C07 | 214239.92 | 906811.11 | 83817 | 432583 | 1990-07-03 |  | 0 | 0 | 0 | I&M 10/26/87 | 1996-06-24
241 | 89-0023 | DrainAcres | DP | DRY POND | 1991-04-25 |  | PEACH TREE WAY SUBDVN | 52-21-422 |  | _ |  |  |  |  | 00--000 | 145500.86 | 969201.54 | 62865 | 451600 | 1989-01-06 |  | 0 | 0 | 0 | I&M 11/13/88 | 1996-06-24
313 | 89-0002 | DrainAcres | DP | DRY POND | 1991-01-21 |  | ST MARY'S IND PK SECT 1 LOT 4 | _ |  | _ |  |  |  |  | 00--000 | 177337.4 | 927046.85 | 72569 | 438751 |  |  | 0 | 0 | 0 | _ | 1996-06-24
147 | 88-0045 | DrainAcres | DP | DRY POND | 1991-01-01 |  | HOWLIN IND PK | _ |  | _ |  |  |  |  | 00--000 | 177599.9 | 929700.98 | 72649 | 439560 | 1989-02-14 |  | 0 | 0 | 0 | _ | 1996-06-24
191 | 89-0008 | DrainAcres | DP | DRY POND | 1991-01-01 |  | LEONARDTOWN CTR | 32-15-379 |  | _ |  |  |  |  | 15--G03 | 172235.37 | 897188.74 | 71014 | 429650 |  |  | 0 | 0 | 0 | I&M 8/29/88; PC APPROVAL FOR PHASE 1 CONTINGENT ON APP FROM | 1996-06-24
37 | 89-0062 | DrainAcres | DP | DRY POND | 1990-01-01 |  | BROOKS CLUSTER APT 26-21-388 | _ |  | _ |  |  |  |  | 10--G11 | 181651.56 | 916098.98 | 73884 | 435414 |  |  | 0 | 0 | 0 | I&M 6/29/89PLANS SUBMITTED 4/25/89; COMMENTS SENT 5/5/89; A | 1996-06-24
146 | 89-0056 | DrainAcres | DP | DRY POND | 1990-01-01 |  | HOLLYWOOD USPS | BEGIN HERE AT 2:15PM 301-475-7108 |  | _ |  |  |  |  | 00--000 | 184673.29 | 925993.72 | 74805 | 438430 |  |  | 0 | 0 | 0 | I&M 5/3/89; GP ISSUED 5/2/89 PC MTG 4/10/89 | 1996-06-24
11 | 89-0041 | BuiltDate+DrainAcres | DP | DRY POND |  |  | ANDERSON BLDG | _ |  | _ |  |  |  |  | 00--000 | 170999.01 | 938299.84 | 70637 | 442181 |  |  | 0 | 0 | 0 | I&M 2/8/89 PC MTG 3/27/89 | 1996-06-24
16 | NA | BuiltDate+DrainAcres | DP | DRY POND |  |  | BARNES ESTS PH 2 SATIV CORP | _ |  | _ |  |  |  |  | 10--C12 | 177999.9 | 907001.46 | 72771 | 432641 |  |  | 0 | 0 | 0 | ACTIVE OPEN
36 | 03-0001 | BuiltDate | DP | DRY POND |  | 54.92 | BROOKS CLUSTER | RT 245 & OLD RT 245 | 400 FT SW OF |  |  | 26 | 21 | 120 | 10--G10 | 182500 | 915000 | 74142.61 | 435079.02 |  |  | 11 | 56 | 1 |  | 2006-06-21
89 | 88-0032 | BuiltDate+DrainAcres | DP | DRY POND |  |  | ESPERANZA CAR WASH | 235 MILLSTONE LANDING RD |  | _ |  |  |  |  | 00--000 | 171044.93 | 937410.76 | 70651 | 441910 |  |  | 0 | 0 | 0 | ACTIVE OPEN | 1996-06-24
99 | 99-0025 | BuiltDate | DP | DRY POND |  | 72.1 | FIRST COLONY POND 3 | FDR BLVD |  |  |  | 34 | 22+23 | 444+455+456+P/O490+516 | 17--J04 | 168000 | 939000 | 69722.89 | 442394.41 |  |  | 14 | 84 | 1 |  | 2006-06-21
158 | 96-0011 | BuiltDate | DP | DRY POND |  | 17.51 | KEDGES STRAIT SUNDVN | LONG LN | CEDAR COVE PUD | HERMANVILLE |  | 52 |  | 87 | 19--F11 | 150000 | 970000 | 64236.35 | 451843.37 |  |  | 11 | 76 | 1 |  | 2006-06-21
172 | 94-0017 | BuiltDate | DP | DRY POND |  | 15.1 | LAUREL GLEN PUD POND 2 |  |  |  |  | 42 | 5 | 669 | 17--K05 | 160600 | 940000 | 67467.34 | 442699.22 |  |  | 13 | 86 | 1 |  | 2006-06-21
199 | 99-0036 | BuiltDate | DP | DRY POND |  | 7.84 | LEXINGTON PARK SENIOR APTS | PEGG RD |  |  |  | 43 | 21 | 136+250 | 18--F09 | 158000 | 952000 | 66674.82 | 446356.88 |  |  | 13 | 79 | 1 |  | 2006-06-21
200 | 99-0036 | BuiltDate | DP | DRY POND |  | 12.3 | LEXINGTON PARK SENIOR APTS | PEGG RD |  |  |  | 43 | 21 | 136+250 | 18--F09 | 159000 | 952000 | 66979.62 | 446356.88 |  |  | 13 | 79 | 1 |  | 2006-06-21
213 | 97-0006 | BuiltDate | DP | DRY POND |  | 1.4 | MAPLE PARK PH 2 | RT 235 & MAPLE RD |  |  |  | 35 | 22 | P/O 14 | 18--C05 | 167300 | 945600 | 69509.5 | 444406.14 |  |  | 14 | 88 | 1 |  | 2006-06-21
220 | 92-0006 | BuiltDate+DrainAcres | DP | DRY POND |  |  | MCKAY'S PLZ AT GREAT MILLS | _ |  | _ |  |  |  |  | 00--000 | 152751.3 | 948276.69 | 65075 | 445222 |  |  | 0 | 0 | 0 | 11/26/90 PC MTG | 1996-06-24
226 | 87-0034 | BuiltDate+DrainAcres | DP | DRY POND |  |  | MIDAS MUFFLER | _ |  | _ |  |  |  |  | 00--000 | 155120.06 | 952177.55 | 65797 | 446411 |  |  | 0 | 0 | 0 | I&M 8/20/87 | 1996-06-24
245 | 90-0044 | BuiltDate+DrainAcres | DP | DRY POND |  |  | PICKETT'S HARBOR AT CEDAR COVE | 52-03-427 |  | _ |  |  |  |  | 19--E11 | 154500.11 | 969500.13 | 65608 | 451691 | 1990-08-02 |  | 0 | 0 | 0 | I&M 7/23/90; PC MTG 2/26/90 TM 52-087 ? | 1996-06-24
253 | 96-0032 | BuiltDate+DrainAcres | DP | DRY POND |  |  | PRB OFC | _ |  | _ |  |  |  |  | 11--C13 | 177301.31 | 926498.97 | 72558 | 438584 |  |  | 0 | 0 | 0 | _
256 | 93-0022 | BuiltDate+DrainAcres | DP | DRY POND |  |  | PYLES ESTS | 20-15-403 |  | _ |  |  |  |  | 00--000 | 197248.58 | 916699.33 | 78638 | 435597 | 1993-05-07 |  | 0 | 0 | 0 | I&M 5/07/93; PC MTG 7/22/91; PC APPROVED 4/10/89 PC MTG 3/1 | 1996-06-24
257 | 93-0022 | BuiltDate+DrainAcres | DP | DRY POND |  |  | PYLES ESTS | _ |  | _ |  |  |  |  | 00--000 | 197248.58 | 916699.33 | 78638 | 435597 | 1993-05-07 |  | 0 | 0 | 0 | I&M 5/07/93; PC MTG 7/22/91; PC APPROVED 4/10/89 PC MTG 3/1 | 1996-06-24
262 | 92-0032 | BuiltDate | DP | DRY POND |  | 2.14 | QUEEN ARBOR SUBDVN POND 2 | _ |  | _ |  |  |  |  | 05--J11 | 206398.71 | 899101.36 | 81427 | 430233 | 1997-04-03 |  | 11 | 66 | 1 | PC MTG 8/12/91; PC MTG 6/10/91; PC MTG 11/13/90; SENT COMMEN | 1996-06-24
266 | 88-0011 | BuiltDate+DrainAcres | DP | DRY POND |  |  | QUEENTREE LANDING SECT 3 SWM | _ |  | _ |  |  |  |  | 00--000 | 214239.92 | 906811.11 | 83817 | 432583 |  |  | 0 | 0 | 0 | _ | 1996-06-24
267 | OPZ88-1750 | BuiltDate+DrainAcres | DP | DRY POND |  |  | RAHULS CORP | _ |  | _ |  |  |  |  | 00--000 | 171349.57 | 899380.29 | 70744 | 430317.5 |  |  | 0 | 0 | 0 | _ | 1996-06-24
284 | 89-0055 | BuiltDate+DrainAcres | DP | DRY POND |  |  | SHAH MEDICAL FACILITY | 24035 3 NOTCH RD |  | HOLLYWOOD |  |  |  |  | 00--000 | 180526.36 | 928099.97 | 73541 | 439072 |  |  | 0 | 0 | 0 | I&M 4/25/89; GP ISSUED 5/3/89; PC MTG 4/24/89; SEE FADUL | 1996-06-24
287 | 94-0009 | BuiltDate+DrainAcres | DP | DRY POND |  |  | SHANTI MEDICAL CTR BLDG 2 | _ |  | _ |  |  |  |  | 00--000 | 178048.97 | 893750.51 | 72786 | 428602 | 1994-08-12 |  | 0 | 0 | 0 | SENT REQUIREMENTS LETTER | 1996-06-24
289 | 98-0019 | BuiltDate | DP | DRY POND |  | 14.6 | SOUTHERN MARYLAND BROADCASTING CORP STORAGE | ST ANDREWS CHURCH RD |  | CALIFORNIA | 20619 | 42 | 7 | 80 | 17--C06 | 163000 | 927000 | 68198.92 | 438736.71 | 1998-03-31 |  | 14 | 77 | 1 |  | 2006-06-21
290 | 88-0037 | BuiltDate+DrainAcres | DP | DRY POND |  |  | SOUTHERN MARYLAND USED AUTO PARTS | 26470 THREE NOTCH RD |  | MECHANICSVILLE |  |  |  |  | 00--000 | 204469.58 | 900170.89 | 80839 | 430559 |  |  | 0 | 0 | 0 | I&M 6/23/88 | 1996-06-24
295 | 99-0007 | BuiltDate | DP | DRY POND |  | 5.9 | SOUTHWOODS PUD |  |  |  |  | 52 | 2+3 | 7 | 19--D12 | 153700 | 967700 | 65364.13 | 451142.31 |  |  | 12 | 76 | 1 |  | 2006-06-21
311 | 88-0041 | BuiltDate+DrainAcres | DP | DRY POND |  |  | ST MARY'S IND PK SECT 1 LOT 1 | _ |  | _ |  |  |  |  | 11--C13 | 177337.4 | 927046.85 | 72569 | 438751 |  |  | 0 | 0 | 0 | I&M 5/2/88 ALSO SEE 88-0840 | 1996-06-24
312 | 88-0027 | BuiltDate+DrainAcres | DP | DRY POND |  |  | ST MARY'S IND PK SECT 1 LOT 15 & 18 | _ |  | _ |  |  |  |  | 00--000 | 177337.4 | 927046.85 | 72569 | 438751 |  |  | 0 | 0 | 0 | I&M 5/9/88 | 1996-06-24
314 | 88-0034 | BuiltDate+DrainAcres | DP | DRY POND |  |  | ST MARY'S IND PK SECT 2 LOT 12 | _ |  | _ |  |  |  |  | 00--000 | 177337.4 | 927046.85 | 72569 | 438751 |  |  | 0 | 0 | 0 | I&M 5/26/88 | 1996-06-24
315 | 91-0016 | BuiltDate+DrainAcres | DP | DRY POND |  |  | ST MARY'S IND PK SECT 2 LOT 15 | _ |  | _ |  |  |  |  | 00--000 | 177337.4 | 927046.85 | 72569 | 438751 |  |  | 0 | 0 | 0 | I&M 2/4/86; REDI-MIX; NOW HOWLIN CONCRETE SEE CORRESPONDE | 1996-06-24
316 | 89-0017 | BuiltDate+DrainAcres | DP | DRY POND |  |  | ST MARY'S IND PK SECT 2 LOT 16 | _ |  | _ |  |  |  |  | 00--000 | 177337.4 | 927046.85 | 72569 | 438751 |  |  | 0 | 0 | 0 | I&M 10/4/88 | 1996-06-24
317 | 89-0007 | BuiltDate+DrainAcres | DP | DRY POND |  |  | ST MARY'S IND PK SECT 2 LOT 7 | _ |  | _ |  |  |  |  | 00--000 | 177337.4 | 927046.85 | 72569 | 438751 |  |  | 0 | 0 | 0 | I&M 2/8/89 CHK 89-43 | 1996-06-24
331 | 98-0006 | BuiltDate | DP | DRY POND |  | 17.7 | SWASH BAY | WILLIS WHARF CT |  | LEXINGTON PARK | 20653 | 52 | 3 | 425 | 19--E11 | 155000 | 969200 | 65760.37 | 451599.52 |  |  | 12 | 76 | 1 |  | 2006-06-21
359 | NA | BuiltDate+DrainAcres | DP | DRY POND |  |  | WEST AMONDIANA | _ |  | _ |  |  |  |  | 24--K04 | 143000.8 | 959001.56 | 62103 | 448491 |  |  | 0 | 0 | 0 | _
361 | 97-0017 | BuiltDate | DP | DRY POND |  | 13.1 | WESTBURY PUD SECT 1 PH 2 | PEGG RD & WESTBURY BLVD |  | LEXINGTON PARK | 20653 | 51 | 2 | 147 | 18--D11 | 154500 | 947500 | 65608.01 | 444985.26 |  |  | 12 | 80 | 1 |  | 2006-06-21
362 | 95-0025 | BuiltDate+DrainAcres | DP | DRY POND |  |  | WETTS OFC | _ |  | _ |  |  |  |  | 18--A04 | 169499.73 | 941498.58 | 70180 | 443156 |  |  | 0 | 0 | 0 | _
373 | 98-0027 | BuiltDate | DP | DRY POND |  | 15.3 | WILLLOW WOODS POND 1 | WILLOWS RD |  |  |  | 51 | 10+11 | 318+389 | 18--H13 | 211825 | 1467120 | 83080.55 | 603367.32 |  |  | 12 | 77 | 1 |  | 2006-11-30
374 | 98-0027 | BuiltDate | DP | DRY POND |  | 10.3 | WILLLOW WOODS POND 2 | WILLOWS RD |  |  |  | 51 | 10+11 | 318+389 | 18--H13 | 211800 | 1468450 |  |  |  |  | 12 | 77 | 1 |  | 2006-11-30
375 | 98-0027 | BuiltDate | DP | DRY POND |  | 6.53 | WILLLOW WOODS POND 3 | WILLOWS RD |  |  |  | 51 | 10+11 | 318+389 | 18--H13 | 211720 | 1468450 |  |  |  |  | 12 | 72 | 1 |  | 2006-11-30
376 | 90-0007 | BuiltDate+DrainAcres | DP | DRY POND |  |  | WISE OFC BLDG | _ |  | _ |  |  |  |  | 00--000 | 155251.36 | 961078.34 | 65837 | 449124 |  |  | 0 | 0 | 0 | SEE WAYNE+ANNA WISE SEE PC MTG 10/23/89 GP REQMTS SENT | 1996-06-24
249 | 97-0012 | None | DP+UGS | DRY POND+UNDERGROUND STORAGE | 1998-04-29 | 0.5 | PINEY POINT ES | P O BOX 641 |  | LEONARDTOWN | 20650 |  |  |  | 27--G02 | 120999.38 | 933499.9 | 55397 | 440718 | 1996-12-30 |  | 16 | 60 | 1 | _ | 1998-05-20
250 | 97-0012 | None | DP+UGS | DRY POND+UNDERGROUND STORAGE | 1998-04-29 | 0.5 | PINEY POINT ES | P O BOX 641 |  | LEONARDTOWN | 20650 |  |  |  | 27--G02 | 120999.38 | 933499.9 | 55397 | 440718 | 1996-12-30 |  | 16 | 60 | 1 | _ | 1998-05-20
300 | 03-0009 | None | SW | DRY SWALE | 2003-12-04 | 0.39 | SPRINT PCS @ HIRSHBERG SITE | 26835 MARY DIXON RD |  | MECHANICSVILLE | 20659 | 14 |  | 17 |  | 207714 | 890934 | 81827.91 | 427743.52 |  |  | 21 | 86 | 1 |  | 2006-06-21
301 | 02-0028 | None | SW | DRY SWALE | 2003-12-04 | 0.1 | SPRINT PCS @ NEW MONOPOLE ON BURCH FARM | LOCUST GROVE FARM LN |  | HOLLYWOOD |  | 20 | 16 | 90 |  | 198000 | 917750 | 78867.03 | 435917.25 |  |  | 20 | 98 | 1 |  | 2006-06-21
283 | 02-0043 | BuiltDate | SW | DRY SWALE |  | 0.36 | SASSCER | 48165 PARK HALL RD |  | PARK HALL | 20667 | 59 |  | 309 |  | 139520 | 970000 | 61042.01 | 451843.38 |  |  | 14 |  | 1 |  | 2006-06-21
334 | 03-0004 | BuiltDate | SW | DRY SWALE |  | 0.5 | TARLETON TOWER | 23324 SHADY MILE DR |  | CALIFORNIA | 20619 | 34 | 18 | 83 | 18--B02 | 173000 | 944500 | 71246.89 | 444070.86 |  |  | 43 | 58 | 1 |  | 2006-06-21
57 | 02-0022 | None | DW | DRY WELL | 2003-03-24 | 0.6 | CHARLOTTE HALL FARMERS MARKET |  |  | MECHANICSVILLE |  | 4 | 4 | 202 | 01--A08 | 238000 | 875000 | 91059.07 | 422886.73 |  |  | 11 | 91 | 1 |  | 2006-06-21
154 | 99-0018 | None | DW | DRY WELL | 2002-04-23 | 0.46 | IAMs WILLIAM W WINPISINGER ED & TECH CTR | 24494 PLACID HARBOR WAY |  | HOLLYWOOD | 20636 | 27 | 18 | 157 | 11--K09 | 185000 | 940000 | 74904.54 | 442699.23 |  |  |  | 98 | 1 |  | 2006-06-21
135 | 95-0005 | DrainAcres | ED | EXTENDED DETENTION STRUCTURE | 1996-01-01 |  | HICKORY HILLS | _ |  | _ |  |  |  |  | 18--B05 | 166599.53 | 943601.54 | 69296 | 443797 | 1995-03-21 |  | 0 | 0 | 0 | PC MTG 12/12/94; PC MTG 8/9/93; TEC 7/21/93; PC MTG 12/09/91 | 1996-06-24
178 | 91-0030 | None | ED | EXTENDED DETENTION STRUCTURE | 1995-05-16 | 5.8 | LAUREL RIDGE SECT 4B | _ |  | _ |  |  |  |  | 00--000 | 235650.67 | 874774.53 | 90343 | 422818 | 1991-08-01 |  | 0 | 0 | 0 | I&M 7/09/91; PC MTG 6/24/91 | 1996-06-24
144 | 92-0023 | None | ED | EXTENDED DETENTION STRUCTURE | 1994-02-23 | 12.18 | HOLLYWOOD ES | _ |  | _ |  |  |  |  | 11--F09 | 184000.78 | 931600.53 | 74600 | 440139 | 1992-04-13 |  | 16 | 74 | 1 | I&M 4/16/92; PC MTG 10/15/91 | 1996-06-24
206 | 91-0044 | DrainAcres | ED | EXTENDED DETENTION STRUCTURE | 1994-01-01 |  | LINDSAY ESTS | _ |  | _ |  |  |  |  | 00--000 | 161251.83 | 945376.46 | 67666 | 444338 |  |  | 0 | 0 | 0 | _ | 1996-06-24
227 | 90-0029 | DrainAcres | ED | EXTENDED DETENTION STRUCTURE | 1993-09-30 |  | MOORINGS AT CEDAR COVE THE |  |  | _ |  | 42 | 21 | 49 | 00--000 | 157200.21 | 970100.52 | 66431 | 451874 | 1990-04-24 |  | 0 | 0 | 0 | I&M 4/16/90; PC MTG 2/26/90 48 LOTS PC 3/27/90 GP ISSUE | 1996-06-24
279 | 87-0031 | DrainAcres | ED | EXTENDED DETENTION STRUCTURE | 1991-10-31 |  | SAN SOUCI PLZ PH 3 SECT 2 | _ |  | _ |  |  |  |  | 00--000 | 166373.18 | 947794.4 | 69227 | 445075 | 1987-04-09 |  | 0 | 0 | 0 | _ | 1996-06-24
216 | 92-0026 | BuiltDate | ED | EXTENDED DETENTION STRUCTURE |  | 2.92 | MAPLE RUN SECT 4 | PLANTATION CT & VICTORIAN RUN |  | _ |  |  |  |  | 17--F08 | 160772.64 | 930832.87 | 67520 | 439905 | 1992-07-22 |  | 0 | 0 | 0 | I&M 7/22/92; 07/08/91 PC MTG; TOTAL AREA 40 ACRES | 1996-06-24
278 | 87-0029 | BuiltDate+DrainAcres | ED | EXTENDED DETENTION STRUCTURE |  |  | SAN SOUCI PLZ PH 2 | _ |  | _ |  |  |  |  | 18--D05 | 166373.18 | 947794.4 | 69227 | 445075 |  |  | 0 | 0 | 0 | _ | 1996-06-24
280 | 87-0035 | BuiltDate+DrainAcres | ED | EXTENDED DETENTION STRUCTURE |  |  | SAN SOUCI PLZ PH 3 SWM | _ |  | _ |  |  |  |  | 00--000 | 166373.18 | 947794.4 | 69227 | 445075 |  |  | 0 | 0 | 0 | I&M 4/29/87 | 1996-06-24
303 | 02-0018 | None | EDSD | EXTENDED DETENTION STRUCTURE_DRY | 2004-07-22 | 16.07 | ST CLEMENTS CROSSING | GREAT MILLS RD |  |  |  | 51 | 03 | 97 | 18--G11 | 155000 | 982000 | 65760.34 | 455501.02 |  |  | 12 | 90 | 1 |  | 2006-06-21
340 | 00-0020 | None | EDSD | EXTENDED DETENTION STRUCTURE_DRY | 2004-01-06 | 4.79 | VALLEY WOOD | VALLEY WOOD CT |  |  |  | 9 | 22 | 56 | 04--J06 | 217000 | 882000 | 84658.29 | 425020.37 |  |  |  | 56 | 1 |  | 2006-06-21
123 | 02-0012 | None | EDSD | EXTENDED DETENTION STRUCTURE_DRY | 2003-09-30 | 2.82 | GRIFFINS FLOORING AMERICA |  |  | LEONARDTOWN |  | 43 | 1 | 14+17 | 18--C05 | 167600 | 945400 | 69600.94 | 444345.18 |  |  | 14 | 80 | 1 |  | 2006-06-21
41 | 00-0023 | None | EDSD | EXTENDED DETENTION STRUCTURE_DRY | 2003-03-27 | 19.5 | CALLAWAY MARKETPLACE | 20995 POINT LOOKOUT RD |  | CALLAWAY | 20620 | 50 |  | 16+18+169+171+234+281 | 23--H02 | 146800 | 935900 | 63261.08 | 441449.51 |  |  | 14 | 93 | 1 |  | 2006-06-21
49 | 93-0003 | None | EDSD | EXTENDED DETENTION STRUCTURE_DRY | 2002-11-18 | 3 | CHAMPION USED AUTO PARTS LOT 4 SECT 1 |  | ST MARYS IND PK | [5 empty] | 11--D12 | 133395 | 946942 | 59175.16 | 444815.2 |  |  | 15 | 74 | 1 |  | 2006-06-21
194 | 99-0041 | None | EDSD | EXTENDED DETENTION STRUCTURE_DRY | 2002-10-20 | 6.5 | LEONARDTOWN HS POND 2 | 23995 POINT LOOKOUT RD |  |  |  | 41 | 13+14+19+20 |  | 16--E08 | 160000 | 911000 | 67284.59 | 433859.78 |  |  | 16 | 91 | 1 |  | 2006-06-21
164 | 98-0046 | None | EDSD | EXTENDED DETENTION STRUCTURE_DRY | 2002-07-24 | 1.01 | KINGSTON SHORES 96-0299 | GROSS DR | 1 1/4 MI S OF THOS JOHNSON BRIDGE |  |  | 35 | 7 | 23&112 | 17--C13 | 177000 | 945800 | 72466.1 | 444467.1 | 1999-03-17 |  | 11 | 60 | 1 |  | 2006-06-21
190 | 02-0040 | None | EDSD | EXTENDED DETENTION STRUCTURE_DRY | 2002-05-20 | 3.08 | LEONARDTOWN BAPTIST CH | RT 245 |  | LEONARDTOWN | 20650 | 32 |  | 32 | 16--B01 | 175000 | 905000 | 71856.63 | 432030.94 |  |  | 14 | 58 | 1 |  | 2006-06-21
353 | 01-0013 | None | EDSD | EXTENDED DETENTION STRUCTURE_DRY | 2002-04-12 | 13.1 | WAWA @ GREAT MILLS | GREAT MILLS BLVD & CHANCELLORS RUN RD | NE OF | GREAT MILLS |  | 51 | 8 | 2+P/O 588 | 18--D12 | 153000 | 947000 | 65150.81 | 444832.86 |  |  | 14 | 82 | 1 |  | 2006-06-21
193 | 99-0041 | None | EDSD | EXTENDED DETENTION STRUCTURE_DRY | 2001-12-10 | 21.4 | LEONARDTOWN HS POND 1 | 23995 POINT LOOKOUT RD |  |  |  | 41 | 13+14+19+20 |  | 16--E08 | 160000 | 911000 | 67284.59 | 433859.78 |  |  | 16 | 84 | 1 |  | 2006-06-21
19 | 99-0012 | None | EDSD | EXTENDED DETENTION STRUCTURE_DRY | 2001-11-06 | 10.7 | BAY RIDGE ESTS POND 1 SECT 3 |  |  |  |  | 51 | 13 | 431 | 24--C01 | 149000 | 946000 | 63931.6 | 444528.06 |  |  | 11 | 81 | 1 |  | 2006-06-21
71 | 00-0015 | None | EDSD | EXTENDED DETENTION STRUCTURE_DRY | 2001-07-17 | 4.08 | CORNERSTONE PRESBYTARIAN CH | 23075 TOWN CREEK DR |  | LEXINGTON PARK |  | 35A |  | 19 | 18--C03 | 171000 | 945000 | 70637.28 | 444223.26 | 2000-06-22 |  | 12 | 82 | 1 |  | 2006-06-21
211 | GP-99-0005 | None | EDSD | EXTENDED DETENTION STRUCTURE_DRY | 1999-06-23 | 6.06 | MALLARD'S LANDING BASIN 1 | GREENHEAD DR | [6 empty] | 01--J12 | 230201.17 | 881001.41 | 88682 | 424716 | 1998-10-05 |  | 11 | 44 | 1 | _ | 2001-03-21
212 | GP-99-0005 | None | EDSD | EXTENDED DETENTION STRUCTURE_DRY | 1999-06-23 | 2.07 | MALLARD'S LANDING BASIN 2 | GREENHEAD DR | [6 empty] | 01--K12 | 230499.72 | 880499.45 | 88773 | 424563 | 1998-10-05 |  | 11 | 44 | 1 | _ | 2001-03-21
368 | 98-0030 | None | EDSD | EXTENDED DETENTION STRUCTURE_DRY | 1999-05-17 | 5.3 | WILDEWOOD TECH PK LOT 15 | 23330 COTTONWOOD PKWY | [6 empty] | 17--E02 | 173498.9 | 931000.16 | 71399 | 439956 | 1998-05-14 |  | 14 | 81 | 1 | _ | 2001-03-21
247 | 98-0011 | None | EDSD | EXTENDED DETENTION STRUCTURE_DRY | 1999-04-13 | 9.1 | PINE HILL TECH PK PH I | PINE HILL RD | [6 empty] | 19--E10 | 157226.44 | 968525.74 | 66439 | 451394 | 1997-12-17 |  | 14 | 89 | 1 | _ | 2001-03-21
38 | 96-0023 | DrainAcres | EDSD | EXTENDED DETENTION STRUCTURE_DRY | 1999-01-01 |  | BUCK PK EAST | _ |  | _ |  |  |  |  | 18--D07 | 162101.57 | 947200.58 | 67925 | 444894 |  |  | 0 | 0 | 0 | _
52 | 96-0028 | DrainAcres | EDSD | EXTENDED DETENTION STRUCTURE_DRY | 1999-01-01 |  | CHANCELLOR'S RUN PK | _ |  | _ |  |  |  |  | 18--C09 | 158000.56 | 944500.49 | 66675 | 444071 |  |  | 0 | 0 | 0 | _
321 | 96-0018 | None | EDSD | EXTENDED DETENTION STRUCTURE_DRY | 1998-12-24 | 605 | ST MARY'S MEDICAL CTR | _ |  | _ |  |  |  |  | 11--D11 | 179364.95 | 927906.41 | 73187 | 439013 | 1996-03-29 |  | 14 | 90 | 0 | _ | 2001-10-05
1 | 97-0026 | None | EDSD | EXTENDED DETENTION STRUCTURE_DRY | 1997-12-01 | 7.26 | 5TH DITRICT PARK | RT 6 | 1/2 MI E OF RT 5 | CHARLOTTE HALL | 20622 | 4 | 11 | 65+66 | 01--B10 | 234300 | 866700 | 89931.31 | 420356.84 | 1997-06-06 |  | 16 | 77 | 1 |  | 2006-06-21
91 | 91-0011 | None | EDSD | EXTENDED DETENTION STRUCTURE_DRY | 1997-10-31 | 15.63 | ESSEX SOUTH SECT 4B & C | P O BOX 69 |  | ST MARY'S CITY | 20686 |  |  |  | 18--H12 | 152200.18 | 955599.42 | 64907 | 447454 |  |  | 10 | 81 | 1 | _ | 1997-11-04
23 | 95-0007 | None | EDSD | EXTENDED DETENTION STRUCTURE_DRY | 1996-12-11 | 5.73 | BLAIR VIDEO | 30185 TRIANGLE DR |  | CHARLOTTE HALL | 20622 |  |  |  | 26--K03 | 144498.86 | 864498.94 | 62560 | 419686 |  |  | 10 | 55 | 1 | _ | 1997-01-27
246 | 90-0004 | None | EDSD | EXTENDED DETENTION STRUCTURE_DRY | 1996-10-25 | 5.37 | PICKETT'S HARBOR TOWNHOUSES | CEDAR COVE OFF LONG LN |  | _ |  |  |  |  | 19--E10 | 156284.87 | 970399.07 | 66152 | 451965 | 1990-08-02 |  | 12 | 85 | 1 | _ | 1996-10-25
75 | 98-0048 | BuiltDate | EDSD | EXTENDED DETENTION STRUCTURE_DRY |  | 0.75 | COUNTY FIRST BANK | RT 235 & TOWN CREEK DR | 225' SW OF |  |  | 42 | 6 | 15 | 18--B04 | 168000 | 954000 | 69722.85 | 446966.49 | 2003-07-10 |  | 14 | 92 | 1 |  | 2006-06-21
143 | 01-0003 | BuiltDate | EDSD | EXTENDED DETENTION STRUCTURE_DRY |  | 10.5 | HOLLYWOOD BUS PK | MERVELL DEAN RD |  | HOLLYWOOD |  | 27 | 19 | 1855 | 11--D11 | 181000 | 928500 | 73685.36 | 439193.93 |  |  | 14 | 85 | 1 |  | 2006-06-21
149 | 98-0029 | BuiltDate | EDSD | EXTENDED DETENTION STRUCTURE_DRY |  | 36.78 | HUNTING QUARTER SECT 2C | RT 5 & HUNTING QUARTER DR |  |  |  | 50 | 16 | 89 | 17--J13 | 150000 | 937300 | 64236.44 | 441876.23 |  |  | 11 | 81 | 1 |  | 2006-06-21
161 | 02-0025 | BuiltDate | EDSD | EXTENDED DETENTION STRUCTURE_DRY |  | 7.32 | KINGSTON POND 6 PH 3 | RT 244 & BRETON BEACH RD | NB SIDE & APPROX 1500' S |  |  | 49 | 7 | 78 | 16--D12 | 153000 | 908000 | 65150.99 | 432945.35 |  |  | 11 | 70 | 1 |  | 2006-06-21
162 | 02-0025 | BuiltDate | EDSD | EXTENDED DETENTION STRUCTURE_DRY |  | 4.35 | KINGSTON POND 7 PH 3 | RT 244 & BRETON BEACH RD | NB SIDE & APPROX 1500' S |  |  | 49 | 7 | 78 | 16--D12 | 153000 | 908000 | 65150.99 | 432945.35 |  |  | 11 | 69 | 1 |  | 2006-06-21
163 | 02-0025 | BuiltDate | EDSD | EXTENDED DETENTION STRUCTURE_DRY |  | 10.56 | KINGSTON POND 8 PH 3 | RT 244 & BRETON BEACH RD | NB SIDE & APPROX 1500' S |  |  | 49 | 7 | 78 | 16--D12 | 153000 | 908000 | 65150.99 | 432945.35 |  |  | 11 | 67 | 1 |  | 2006-06-21
195 | 03-0016 | BuiltDate | EDSD | EXTENDED DETENTION STRUCTURE_DRY |  | 14.83 | LEXINGTON PARK CHRISTIAN SCHOOL | RT 5 & RT 249 | NB SIDE & APPROX 1900' W |  |  | 50 | 17 | 38 | 23--K01 | 149000 | 940000 | 63931.62 | 442699.22 |  |  |  | 78 | 1 |  | 2006-06-21
218 | 91-0022 | BuiltDate+DrainAcres | EDSD | EXTENDED DETENTION STRUCTURE_DRY |  |  | MCKAY'S PLZ | _ |  | _ |  |  |  |  | 18--D12 | 152751.3 | 948276.69 | 65075 | 445222 |  |  | 0 | 0 | 0 | _
244 | 91-0022 | BuiltDate+DrainAcres | EDSD | EXTENDED DETENTION STRUCTURE_DRY |  |  | PICKETTS HARBOR | _ |  | _ |  |  |  |  | 19--E10 | 156284.87 | 970399.07 | 66152 | 451965 |  |  | 0 | 0 | 0 | _
268 | 96-0011 | BuiltDate+DrainAcres | EDSD | EXTENDED DETENTION STRUCTURE_DRY |  |  | RIDGES SUITES AT CEDAR COVE | _ |  | _ |  |  |  |  | 19--F11 | 149998.85 | 969998.8 | 64236 | 451843 |  |  | 0 | 0 | 0 | _
379 | 03-0006 | BuiltDate | EDSD | EXTENDED DETENTION STRUCTURE_DRY |  | 4.7 | HELENS RETREAT | RT 5 & RT 238 | W OF RT 5 & N OF RT 238 |  |  | 18 | 7 | 57+58+115 | 08--D02 | 198500 | 871500 | 79019.5 | 421819.876 |  |  |  | 70 | 1 |  | 2006-11-30
341 | 01-0022 | None | EDSD+DP | EXTENDED DETENTION STRUCTURE_DRY+DRY POND | 2002-02-19 | 4.52 | VESTRY OF KING & QUEEN PARISH | ZACH FOWLER RD |  | CHAPTICO |  | 17 | 21 | 129 | 07--K04 | 193800 | 862000 | 77586.95 | 418924.26 |  |  | 16 | 69 | 1 |  | 2006-06-21
285 | 98-0015 | None | EDSD+PD | EXTENDED DETENTION STRUCTURE_DRY+DRY POND | 2001-12-18 | 1.5 | SHANGRI-LA OFC COMPLEX | 21610 S ESSEX DR |  | LEXINGTON PARK | 20653 | 43A |  | 121 | 18--H10 | 156000 | 955100 | 66065.2 | 447301.78 |  |  | 14 |  | 1 |  | 2006-06-21
207 | 03-0008 | None | EDSW | EXTENDED DETENTION STRUCTURE_WET | 2004-08-06 | 85.82 | LLOYDS REST SUBDVN |  |  | MECHANICSVILLE | 20659 | 8 | 8 | 88 | 03--G02 | 224000 | 860000 | 86791.86 | 418314.66 |  |  | 11 | 69 | 1 |  | 2006-06-21
159 | 99-0024 | None | EDSW | EXTENDED DETENTION STRUCTURE_WET | 2001-11-16 | 6.2 | KINGSTON POND 2 PH 1 | RT 244 & BRETON BEACH RD | NB SIDE & APPROX 1500' S |  |  | 49 | 7 | 78 | 16--D13 | 151000 | 910000 | 64541.38 | 433554.97 |  |  | 11 | 79 | 1 |  | 2006-06-21
160 | 99-0024 | None | EDSW | EXTENDED DETENTION STRUCTURE_WET | 2001-11-16 | 8.44 | KINGSTON POND 3 PH 3 | RT 244 & BRETON BEACH RD | NB SIDE & APPROX 1500' S |  |  | 49 | 7 | 78 | 16--D13 | 151000 | 910000 | 64541.38 | 433554.97 |  |  | 11 | 77 | 1 |  | 2006-06-21
95 | 02-0006 | BuiltDate | EDSW | EXTENDED DETENTION STRUCTURE_WET |  | 13 | FAIRFIELD INN | RT 235 |  | LEXINGTON PARK | 20653 | 43 | 16 | 76+77 | 18--G08 | 160855 | 953826 | 67545.03 | 446913.46 |  |  | 14 | 91 | 1 |  | 2006-06-21
98 | 99-0025 | BuiltDate | EDSW | EXTENDED DETENTION STRUCTURE_WET |  | 88.2 | FIRST COLONY POND 2 | FIRST COLONY BLVD & FDR BLVD |  |  |  | 34 | 22+23 | 444+455+456+P/O490+516 | 17--J04 | 169000 | 938000 | 70027.7 | 442089.61 |  |  | 14 | 87 | 1 |  | 2006-06-21
296 | 99-0007 | BuiltDate | EDSW | EXTENDED DETENTION STRUCTURE_WET |  | 53.4 | SOUTHWOODS PUD |  |  |  |  | 52 | 2+3 | 7 | 19--D12 | 153700 | 967700 | 65364.13 | 451142.31 |  |  | 12 | 76 | 1 |  | 2006-06-21
333 | 92-0031 | BuiltDate+DrainAcres | SW | GRASS SWALE |  |  | SYCAMORE HOLLOW OF WILDEWOOD | _ |  | _ |  |  |  |  | 00--000 | 169801.39 | 928398.54 | 70272 | 439163 |  |  | 0 | 0 | 0 | PC MTG 03/09/92 | 1996-06-24
369 | 89-0057 | BuiltDate+DrainAcres | SW | GRASS SWALE |  |  | WILDEWOOD TECH PK LOTS 12 & 13 | _ |  | _ |  |  |  |  | 00--000 | 173498.9 | 931000.16 | 71399 | 439956 | 1989-05-04 |  | 0 | 0 | 0 | PC MTG 4/10/89 ISSUED GP 4/27/89 | 1996-06-24
103 | 97-0002 | DrainAcres | SW+CD | GRASS SWALE WITH CHECK DAM | 1999-01-01 |  | FOREST LAKE SUBDVN | _ |  | _ |  |  |  |  | 10--E02 | 198498.54 | 911000.66 | 79019 | 433860 |  |  | 0 | 0 | 0 | CHECK DAM
129 | 01-0010 | BuiltDate | IB | INFILTRATION BASIN |  | 0.33 | HEARTS DESIRE DR BASIN 2 | HEARTS DESIRE DR |  |  |  | 5 | 17 | 104 | 02--B11 | 232000 | 886500 | 89230.28 | 426392.02 |  |  | 11 | 62 | 1 |  | 2006-06-21
130 | 01-0010 | BuiltDate | IB | INFILTRATION BASIN |  | 1.08 | HEARTS DESIRE DR BASIN 3 | HEARTS DESIRE DR |  |  |  | 5 | 17 | 104 | 02--B11 | 232400 | 886800 | 89352.2 | 426483.46 |  |  | 11 | 65 | 1 |  | 2006-06-21
128 | 01-0010 | None | IB | INFILTRATION BASIN | 2005-02-07 | 0.75 | HEARTS DESIRE DR BASIN 1 | HEARTS DESIRE DR |  |  |  | 5 | 17 | 104 | 02--B11 | 231500 | 886400 | 89077.88 | 426361.54 | 2001-05-10 |  | 11 | 65 | 1 |  | 2006-06-21
156 | 99-0048 | None | IB | INFILTRATION BASIN | 2003-03-24 | 1.28 | JOHAVAS WITNESS CONGR @ COMBS ESTS LOT 500-4 |  |  |  |  | 50 | 16 | P/O 334 | 23--G01 | 148000 | 936000 | 63626.84 | 441479.99 |  |  | 16 | 72 | 1 |  | 2006-06-21
180 | 01-0001 | None | IB | INFILTRATION BASIN | 2002-01-18 | 3.48 | LAVENDER ESTS POND 01 |  | NR ALL FAITH EPISCOPAL CH | HUNTERSVILLE |  | 5 | 21 | 19 | 01--G12 | 231000 | 877000 | 88925.48 | 423496.34 |  |  | 11 | 42 | 1 |  | 2006-06-21
181 | 01-0001 | None | IB | INFILTRATION BASIN | 2002-01-18 | 3.82 | LAVENDER ESTS POND 02 |  | NR ALL FAITH EPISCOPAL CH | HUNTERSVILLE |  | 5 | 21 | 19 | 01--G12 | 230000 | 877000 | 88620.68 | 423496.34 |  |  | 11 | 40 | 1 |  | 2006-06-21
182 | 01-0001 | None | IB | INFILTRATION BASIN | 2002-01-18 | 8.85 | LAVENDER ESTS POND 03 |  | NR ALL FAITH EPISCOPAL CH | HUNTERSVILLE |  | 5 | 21 | 19 | 01--G12 | 230000 | 877000 | 88620.68 | 423496.34 |  |  | 11 | 50 | 1 |  | 2006-06-21
183 | 01-0001 | None | IB | INFILTRATION BASIN | 2002-01-18 | 1.96 | LAVENDER ESTS POND 04 |  | NR ALL FAITH EPISCOPAL CH | HUNTERSVILLE |  | 5 | 21 | 19 | 01--G12 | 230000 | 876000 | 88620.68 | 423191.53 |  |  | 11 | 44 | 1 |  | 2006-06-21
184 | 01-0001 | None | IB | INFILTRATION BASIN | 2002-01-18 | 1.16 | LAVENDER ESTS POND 05 |  | NR ALL FAITH EPISCOPAL CH | HUNTERSVILLE |  | 5 | 21 | 19 | 01--G12 | 259000 | 877000 | 97459.84 | 423496.28 |  |  | 11 | 58 | 1 |  | 2006-06-21
185 | 01-0001 | None | IB | INFILTRATION BASIN | 2002-01-18 | 4.73 | LAVENDER ESTS POND 06 |  | NR ALL FAITH EPISCOPAL CH | HUNTERSVILLE |  | 5 | 21 | 19 | 01--G12 | 229000 | 874000 | 88315.88 | 422581.91 |  |  | 11 | 54 | 1 |  | 2006-06-21
186 | 01-0001 | None | IB | INFILTRATION BASIN | 2002-01-18 | 5.49 | LAVENDER ESTS POND 07 |  | NR ALL FAITH EPISCOPAL CH | HUNTERSVILLE |  | 5 | 21 | 19 | 01--G12 | 229000 | 876000 | 88315.88 | 423191.53 |  |  | 11 | 50 | 1 |  | 2006-06-21
187 | 01-0001 | None | IB | INFILTRATION BASIN | 2002-01-18 | 4.17 | LAVENDER ESTS POND 08 |  | NR ALL FAITH EPISCOPAL CH | HUNTERSVILLE |  | 5 | 21 | 19 | 01--G12 | 229000 | 876000 | 88315.88 | 423191.53 |  |  | 11 | 62 | 1 |  | 2006-06-21
188 | 01-0001 | None | IB | INFILTRATION BASIN | 2002-01-18 | 8.73 | LAVENDER ESTS POND 09 |  | NR ALL FAITH EPISCOPAL CH | HUNTERSVILLE |  | 5 | 21 | 19 | 01--G12 | 228000 | 876000 | 88011.09 | 423191.53 |  |  | 11 | 58 | 1 |  | 2006-06-21
189 | 01-0001 | None | IB | INFILTRATION BASIN | 2002-01-18 | 4.11 | LAVENDER ESTS POND 10 |  | NR ALL FAITH EPISCOPAL CH | HUNTERSVILLE |  | 5 | 21 | 19 | 01--G12 | 230000 | 877000 | 88620.68 | 423496.34 |  |  | 11 | 50 | 1 |  | 2006-06-21
328 | 91-0024 | None | IB | INFILTRATION BASIN | 1998-09-01 | 2.23 | SUMMERWOOD SECT 2 SWM BASIN 3 | FLAT IRON RD OFF STONEY RUN DR |  | GREAT MILLS |  |  |  |  | 24--C06 | 138574.87 | 944851.5 | 60754 | 444178 | 1993-02-23 |  | 11 | 79 | 1 |  | 2001-10-05
167 | 95-0004 | None | IB | INFILTRATION BASIN | 1998-01-01 | 1.4 | LANDINGS OF BRETON BAY | _ |  | _ |  |  |  |  | 15--F10 | 155998.47 | 893999.88 | 66065 | 428678 | 1994-12-23 |  | 0 | 0 | 0 | PC MTG 9/26/94; REVIEW OF 9 LOT SUBDIVISION; REC'D RECORD PL | 1996-06-24
263 | 92-0032 | None | IB | INFILTRATION BASIN | 1997-04-03 | 1.18 | QUEEN ARBOR SUBDVN POND 3 | _ |  | _ |  |  |  |  | 05--J11 | 206149.37 | 899511.46 | 81351 | 430358 |  |  | 11 | 65 | 1 | PC MTG 8/12/91; PC MTG 6/10/91; PC MTG 11/13/90; SENT COMMEN | 2001-10-05
100 | 95-0010 | None | IB | INFILTRATION BASIN | 1996-04-25 | 3.39 | FIRST PRESBYTERIAN CH | MD RT 4 |  | CALIFORNIA | 20619 |  |  |  | 18--A01 | 174499.67 | 941498.57 | 71704 | 443156 | 1995-05-12 |  | 16 | 65 | 1 | _ | 1996-04-25
66 | 94-0008 | DrainAcres | IB | INFILTRATION BASIN | 1996-01-01 |  | CHRISTMAS HILL MINOR SUBDVN | _ |  | _ |  |  |  |  | 24--G08 | 133666.85 | 953932.7 | 59258 | 446946 | 1994-12-12 |  | 0 | 0 | 0 | REVIEW OF 5 LOT SUBDIVISION+FARMSTEAD; ALSO SEE TEC 11/2 | 1996-06-24
67 | 94-0008 | DrainAcres | IB | INFILTRATION BASIN | 1996-01-01 |  | CHRISTMAS HILL MINOR SUBDVN | _ |  | _ |  |  |  |  | 24--G08 | 133666.85 | 953932.7 | 59258 | 446946 | 1994-12-12 |  | 0 | 0 | 0 | REVIEW OF 5 LOT SUBDIVISION+FARMSTEAD; ALSO SEE TEC 11/2 | 1996-06-24
25 | OPZ86-0053 | DrainAcres | IB | INFILTRATION BASIN | 1995-01-01 |  | BOATEL CALIFORNIA | _ |  | _ |  |  |  |  | 00--000 | 178341.49 | 941249.22 | 72875 | 443080 |  |  | 0 | 0 | 0 | SEE BOATEL CALIFORNIA | 1996-06-24
332 | 93-0002 | None | IB | INFILTRATION BASIN | 1994-01-03 | 15.7 | SWING & SWAT SHRIVER PROPERTY | _ |  | _ |  |  |  |  | 00--000 | 180349.22 | 929976.56 | 73487 | 439644 | 1993-02-24 |  | 0 | 0 | 0 | I&M 2/24/93; PC MTG 7/22/91 AKA COMMERCIAL / RECREATION CE | 1996-06-24
80 | 92-0024 | DrainAcres | IB | INFILTRATION BASIN | 1994-01-01 |  | DANIELS MINOR SUBDVN | _ |  | _ |  |  |  |  | 00--000 | 176182.61 | 931876.12 | 72217 | 440223 |  |  | 0 | 0 | 0 | _
318 | 92-0041 | None | IB | INFILTRATION BASIN | 1993-07-12 | 1.37 | ST MARY'S IND PK SECT 2 LOT 7 | _ |  | _ |  |  |  |  | 00--000 | 177337.4 | 927046.85 | 72569 | 438751 | 1992-07-17 |  | 0 | 0 | 0 | _ | 1996-06-24
24 | 90-0025 | DrainAcres | IB | INFILTRATION BASIN | 1992-04-23 |  | BOATEL CALIFORNIA | 35-02-04-03 |  | _ |  |  |  |  | 00--000 | 178341.49 | 941249.22 | 72875 | 443080 | 1990-04-05 |  | 0 | 0 | 0 | I&M 03/15/90; SOIL BORING INFO SUBMITTED; PC MTG 9/11/89 PC | 1996-06-24
21 | 88-0007 | DrainAcres | IB | INFILTRATION BASIN | 1991-01-01 |  | BAYBERRY SUBDVN | 43-13-455 |  | _ |  |  |  |  | 00--000 | 161999.87 | 947000.45 | 67894 | 444833 |  |  | 0 | 0 | 0 | _ | 1996-06-24
93 | 97-0018 | BuiltDate | IB | INFILTRATION BASIN |  | 12.8 | EXPLORATION IV+V+VI | THREE NOTCH RD |  | LEXINGTON PARK | 20653 | 43 | 9 | 43 | 18--G07 | 162000 | 952000 | 67894.03 | 446356.88 |  |  | 14 |  | 1 |  | 2006-06-21
97 | 99-0025 | BuiltDate | IB | INFILTRATION BASIN |  | 37.3 | FIRST COLONY POND 1 | RT 4 & FDR BLVD |  |  |  | 34 | 22+23 | 444+455+456+P/O490+516 | 17--H03 | 170000 | 932000 | 70332.52 | 440260.76 |  |  | 14 | 88 | 1 |  | 2006-06-21
240 | 04-0029 | BuiltDate | IB | INFILTRATION BASIN |  | 3 | PATUXENT PRESBYTERIAN | 23421 KINGSTON CREEK RD |  | CALIFORNIA | 20619 | 34 | 12 | 24+527+633 | 18--A01 | 172000 | 942000 | 70942.09 | 443308.84 |  |  | 16 | 81 | 1 |  | 2006-06-21
276 | OPZ88-1857 | BuiltDate+DrainAcres | IB | INFILTRATION BASIN |  |  | RUNCO BLDG | _ |  | _ |  |  |  |  | 00--000 | 167751.09 | 943726.21 | 69647 | 443835 |  |  | 0 | 0 | 0 | PC MTG 11/27/89 PC MTG 11/13/89 PC MTG 4/10/89 SEE THRE | 1996-06-24
370 | 04-0030 | BuiltDate | IB | INFILTRATION BASIN |  | 0.65 | WILLOW OAK CTR & CORD CABINET SHOP |  |  | CHARLOTTE HALL | 20622 | 4 | 4 | 18+19 |  | 238000 | 864000 | 91059.05 | 419533.88 |  |  | 14 | 76 | 1 |  | 2006-06-21
371 | 04-0030 | BuiltDate | IB | INFILTRATION BASIN |  | 0.67 | WILLOW OAK CTR & CORD CABINET SHOP |  |  | CHARLOTTE HALL | 20622 | 4 | 4 | 18+19 |  | 238000 | 864000 | 91059.05 | 419533.88 |  |  | 14 | 76 | 1 |  | 2006-06-21
372 | 04-0030 | BuiltDate | IB | INFILTRATION BASIN |  | 0.2 | WILLOW OAK CTR & CORD CABINET SHOP |  |  | CHARLOTTE HALL | 20622 | 4 | 4 | 18+19 |  | 238000 | 864000 | 91059.05 | 419533.88 |  |  | 14 | 76 | 1 |  | 2006-06-21
271 | 90-SF-0006 | BuiltDate | IB+DP | INFILTRATION BASIN+DETENTION POND |  | 3.65 | RT 5 TO SARATOGA DR | RT 246 |  | _ | 20000 |  |  |  | 00--000 | 152200.12 | 946898.76 | 64907 | 444802 | 1993-03-02 |  | 0 | 0 | 0 | FUNCTIONS AS BOTH DETENTION AN INFILTRATION BASIN DA#9 | 2099-12-31
354 | 01-0012 | None | IB+UGS | INFILTRATION BASIN+UNDERGROUND STORAGE | 2002-02-01 | 0.86 | WAWA @ HILLS HALFWAY HOUSE | RT 5 & RT 235 |  |  |  | 13 | 4 | 185 | 04--J06 | 216400 | 881200 | 84475.41 | 424776.52 |  |  | 14 | 93 | 1 |  | 2006-06-21
3 | 90-0008 | BuiltDate+DrainAcres | IB+UGS | INFILTRATION BASIN+UNDERGROUND STORAGE |  |  | 84 LUMBER CO |  |  | CHARLOTTE HALL |  |  |  |  | 00--000 | 232799.66 | 865001.06 | 89474 | 419839 | 1997-01-01
4 | 90-0008 | BuiltDate+DrainAcres | IB+UGS | INFILTRATION BASIN+UNDERGROUND STORAGE |  |  | 84 LUMBER CO |  |  | CHARLOTTE HALL |  |  |  |  | 00--000 | 232799.66 | 865001.06 | 89474 | 419839 | 1997-01-01
251 | 89-0037 | DrainAcres | IT | INFILTRATION POND | 1991-08-23 |  | PINEY POINT HARBOR BORROW PIT | _ |  | _ |  |  |  |  | 00--000 | 119450.85 | 934575.99 | 54925 | 441046 | 1989-06-20 |  | 0 | 0 | 0 | ALSO GRADING PERMIT 89-21 | 1996-06-24
367 | 01-0007 | None | IT | INFILTRATION TRENCH | 2002-01-25 |  | WILDEWOOD PROF PK BLDG 4 |  |  |  |  | 34 | 9 | 576 | 17--F01 | 174800 | 927920 | 71795.59 | 439017.14 |  |  |  |  | 1 |  | 2006-06-21
323 | 99-0042 | None | IT | INFILTRATION TRENCH | 2001-09-17 | 1.7 | ST MARYS RYKEN FINE ARTS CTR | 22660 CAMP CALVERT RD |  | LEONARDTOWN | 20650 | 41 | 7 | 7 |  | 164815 | 908395 | 68752.22 | 433065.75 | 1999-07-15 |  | 8211 | 98 | 1 |  | 2006-06-21
243 | 91-0004 | None | IT | INFILTRATION TRENCH | 1999-10-30 | 9.7 | PERSIMMON HILLS | SEMINARY RD | [6 empty] | 04--J05 | 219400.62 | 880801.3 | 85390 | 424655 | 1991-04-03 |  | 11 | 90 | 1 | _ | 2001-03-21
86 | GP-98-0040 | None | IT | INFILTRATION TRENCH | 1999-07-22 | 3.45 | EDINBOROUGH ESTS SECT 3 | MAP 4 PARCEL 439 BLOCK 6 | [6 empty] | 01--C07 | 240001.1 | 870001 | 91669 | 421363 | 1998-10-16 |  | 11 | 51 | 1 | _ | 2001-03-21
87 | GP-98-0040 | None | IT | INFILTRATION TRENCH | 1999-07-22 | 6.55 | EDINBOROUGH ESTS SECT 3 | MAP 4 PARCEL 439 BLOCK 6 | [6 empty] | 01--C07 | 240001.1 | 870001 | 91669 | 421363 | 1998-10-16 |  | 11 | 54 | 1 | _ | 2001-03-21
73 | 90-0011 | DrainAcres | IT | INFILTRATION TRENCH | 1995-01-01 |  | COUNTRY LAKES SECT 5 | _ |  | _ |  |  |  |  | 00--000 | 210001.04 | 860001.11 | 82525 | 418315 |  |  | 0 | 0 | 0 | I&M 10/ /89 ALSO INFILTRATION CHECK DAMS PC MTG 2/27/89 | 1996-06-24
141 | 90-0020 | DrainAcres | IT | INFILTRATION TRENCH | 1995-01-01 |  | HILLDRUP MOVING & STORAGE | _ |  | _ |  |  |  |  | 00--000 | 153824.19 | 958548.85 | 65402 | 448353 |  |  | 0 | 0 | 0 | I&M 2/10/90; PC MTG 1/22/90 TEC 12/20/89 | 1996-06-24
230 | 90-0034 | DrainAcres | IT | INFILTRATION TRENCH | 1993-12-13 |  | MULBERRY SOUTH | _ |  | _ |  |  |  |  | 00--000 | 159325.35 | 901184.72 | 67079 | 430868 |  |  | 0 | 0 | 0 | PC 3/12/90 PC MTG 6/25/90; PC MEETING 07/23/90-FINAL APPROV | 1996-06-24
330 | 91-0037 | DrainAcres | IT | INFILTRATION TRENCH | 1993-10-05 |  | SUMMIT HILL SECT 2 | _ |  | _ |  |  |  |  | 00--000 | 242999.75 | 881001.39 | 92583 | 424716 | 1991-09-17 |  | 0 | 0 | 0 | I&M 9/10/91; PC MTG 6/24/91 | 1996-06-24
229 | 86-0032 | DrainAcres | IT | INFILTRATION TRENCH | 1993-08-05 |  | MULBERRY SOUTH | _ |  | _ |  |  |  |  | 00--000 | 159325.35 | 901184.72 | 67079 | 430868 | 1986-05-15 |  | 0 | 0 | 0 | PC MTG 2/26/90 PC MTG 5/8/89 PC MTG 6/12/89 | 1996-06-24
225 | 91-0021 | DrainAcres | IT | INFILTRATION TRENCH | 1993-06-02 |  | MEDLEY NECK SECT 3 |  |  | _ |  | 49 | 01 | 154 | 15--J08 | 154423.9 | 907998.85 | 65585 | 432945 | 1991-02-13 |  | 0 | 0 | 0 | _ | 1996-06-24
127 | 90-0027 | DrainAcres | IT | INFILTRATION TRENCH | 1991-05-29 |  | HEAD OF THE BAY ESTS MINOR | 24-22-178 |  | _ |  |  |  |  | 08--K11 | 180899.89 | 881674.05 | 73655 | 424921 | 1990-08-24 |  | 0 | 0 | 0 | PC MTG 7/08/91; TEC - 10/18/89; SEE PWA FOR BOND | 1996-06-24
70 | 02-0001 | BuiltDate | IT | INFILTRATION TRENCH |  | 1.49 | COMMUNITY BANK OF TRI-COUNTY |  |  | CHARLOTTE HALL |  | 1 | 22 | 45 | 26--K03 | 241800 | 864200 | 92217.29 | 419594.84 |  |  | 14 | 62 |  |  | 2006-06-21
132 | 00-0013 | BuiltDate | IT | INFILTRATION TRENCH |  | 3.6 | HEWITT SERVICE CTR INLET | 7978 THREE NOTCH RD |  | LEXINGTON PARK | 20653 | 43 | 1 | 238 | 23--C05 | 167000 | 946000 | 69418.06 | 444528.06 |  |  | 14 | 90 | 1 |  | 2006-06-21
232 | 89-0053 | BuiltDate+DrainAcres | IT | INFILTRATION TRENCH |  |  | NORTH INDIAN CREEK ESTS | _ |  | _ |  |  |  | 500-6C | 00--000 | 246690.79 | 867307.5 | 93708 | 420542 |  |  | 0 | 0 | 0 | _ | 1996-06-24
233 | 89-0059 | BuiltDate+DrainAcres | IT | INFILTRATION TRENCH |  |  | NORTH INDIAN CREEK ESTS | _ |  | _ |  |  |  | 500-6D | 01--A05 | 246690.79 | 867307.5 | 93708 | 420542 |  |  | 0 | 0 | 0 | PC MTG 4/10/89 GP REQUIREMENTS SENT 5/3/89 *CHECK 88-1999 | 1996-06-24
234 | 89-0061 | BuiltDate+DrainAcres | IT | INFILTRATION TRENCH |  |  | NORTH INDIAN CREEK ESTS | _ |  | _ |  |  |  | 500-6G | 00--000 | 246690.79 | 867307.5 | 93708 | 420542 |  |  | 0 | 0 | 0 | I&M 9/22/88; ALSO SEE 88-0200 PC MTG 5/8/89 OLIVER GUYTH | 1996-06-24
236 | 89-0018 | BuiltDate+DrainAcres | IT | INFILTRATION TRENCH |  |  | NORTH INDIAN CREEK ESTS | _ |  | _ |  |  |  |  | 00--000 | 246690.79 | 867307.5 | 93708 | 420542 |  |  | 0 | 0 | 0 | I&M 9/22/88 | 1996-06-24
242 | 91-0004 | BuiltDate+DrainAcres | IT | INFILTRATION TRENCH |  |  | PERSIMMON HILLS | _ |  | _ |  |  |  |  | 00--000 | 219400.62 | 880801.3 | 85390 | 424655 | 1991-04-03 |  | 0 | 0 | 0 | I&M 3/11/91; PC MTG 8/13/90; PC MTG 7/22/91; 46 LOT SUBDIVIS | 1996-06-24
272 | 90-SF-0006 | BuiltDate | IT | INFILTRATION TRENCH |  | 0.04 | RT 5 TO SARATOGA DR | RT 246 |  | _ | 20000 |  |  |  | 00--000 | 152200.12 | 946898.76 | 64907 | 444802 | 1993-03-02 |  | 0 | 0 | 0 | _ | 2099-12-31
273 | 90-SF-0006 | BuiltDate | IT | INFILTRATION TRENCH |  | 0.82 | RT 5 TO SARATOGA DR | RT 246 |  | _ | 20000 |  |  |  | 00--000 | 152200.12 | 946898.76 | 64907 | 444802 | 1993-03-02 |  | 0 | 0 | 0 | _ | 2099-12-31
274 | 90-SF-0006 | BuiltDate | IT | INFILTRATION TRENCH |  | 2.8 | RT 5 TO SARATOGA DR | RT 246 |  | _ | 20000 |  |  |  | 00--000 | 152200.12 | 946898.76 | 64907 | 444802 | 1993-03-02 |  | 0 | 0 | 0 | _ | 2099-12-31
339 | 89-0058 | BuiltDate+DrainAcres | OGS | OIL_GRIT SEPARATOR_WQ INLET |  |  | TRUE VALUE HARDWARE | 25470 POINT LOOKOUT RD |  | LEONARDTOWN | 20653 |  |  |  | 00--000 | 165910.07 | 907992.27 | 69086 | 432943 |  |  | 0 | 0 | 0 | I&M 5/4/89; PARKING LOT STORAGE; BOND PIPES+INLETS PC MTG | 1996-06-24
82 | 01-0014 | BMP type | OTH | OTHER | 2002-06-14 | 4.5 | DEER CROSSING SUBDVN |  |  |  |  | 8 | 11 | 311 | 04--C02 | 225000 | 869000 | 87096.68 | 421057.89 |  |  | 11 | 62 |  |  | 2006-06-21
165 | 94-0012 | BMP type+DrainAcres | OTH | OTHER | 1994-10-26 |  | LANDINGS AT PINEY POINT | _ |  | _ |  |  |  |  | 27--G04 | 117400.33 | 933499.87 | 54300 | 440718 | 1994-01-31 |  | 0 | 0 | 0 | _ | 1996-06-24
79 | 90-0010 | BMP type+DrainAcres | OTH | OTHER | 1993-10-22 |  | DAKOTA PLACE | _ |  | _ |  |  |  |  | 00--000 | 151999.99 | 947699.27 | 64846 | 445046 | 1989-10-24 |  | 0 | 0 | 0 | PARCEL 10 - PC CONCEPT PLAN APPROVAL 6/12/89 PC MTG 9/25/89 | 1996-06-24
322 | 91-0023 | BMP type+DrainAcres | OTH | OTHER | 1993-06-01 |  | ST MARY'S PROFESSIONAL BLDG | 44150 AIRPORT VIEW DR |  | CALIFORNIA |  |  |  |  | 00--000 | 177061.81 | 926794.24 | 72485 | 438674 | 1991-07-02 |  | 0 | 0 | 0 | I&M 7/01/91 | 1996-06-24
28 | 93-0010 | BMP type+DrainAcres | OTH | OTHER | 1993-02-24 |  | BOSSE MANOR 08-06-46 | _ |  | _ |  |  |  |  | 04--C01 | 227399.34 | 869600.76 | 87828 | 421241 |  |  | 0 | 0 | 0 | REVIEW OF 7 LOT SUBDIVISION; SENT PWA REQUIREMENTS 10/26/92 | 1996-06-24
155 | 90-0006 | BMP type+DrainAcres | OTH | OTHER | 1993-01-01 |  | JAYARAMEN MEDICAL BLDG | 09-13-319 |  | MECHANICSVILLE |  |  |  |  | 00--000 | 221398.65 | 874400.55 | 85999 | 422704 |  |  | 0 | 0 | 0 | PC MTG 7/24/89 JOINT-USE I&M AGREEMENT REQUIRED | 1996-06-24
281 | 89-0048 | BMP type+DrainAcres | OTH | OTHER | 1991-06-05 |  | SAN SOUCI PLZ PH 4 SWM | _ |  | _ |  |  |  |  | 00--000 | 166373.18 | 947794.4 | 69227 | 445075 | 1989-04-11 |  | 0 | 0 | 0 | I&M 4/4/89 SEE COMMENT LETTER 10/20/88 | 1996-06-24
96 | 99-0025 | BMP type+BuiltDate | OTH | OTHER |  | 13.18 | FIRST COLONY CTR | RT 4 & RT 235 |  | CALIFORNIA |  | 34 | 22+23 | 455 | 17--H04 | 171600 | 937700 | 70820.18 | 441998.16 |  |  | 1542 | 94 | 1 |  | 2006-06-21
223 | 05--16 | BMP type+BuiltDate+DrainAcres | OTH | OTHER |  |  | MECHANICSVILLE COMM CTR | 38576-38592 BRETT WAY |  | MECHANICSVILLE | 20659 | 09 | 07 | 78 | 04--E03 | 222774.91 | 873506.87 | 86418.5 | 422431.6 | [6 empty] | 2006-09-06
248 | 95-0009 | BMP type+BuiltDate+DrainAcres | OTH | OTHER |  |  | PINE LAKE SUBDVN | 50-14-142 |  | _ |  |  |  |  | 00--000 | 149998.45 | 930501.51 | 64236 | 439804 |  |  | 0 | 0 | 0 | _
258 | 89-0027 | BMP type+BuiltDate+DrainAcres | OTH | OTHER |  |  | PYLES ESTS LOTS 1 & 2 | 10-02-252 |  | _ |  |  |  |  | 05--F01 | 197248.58 | 916699.33 | 78638 | 435597 |  |  | 0 | 0 | 0 | LOTS 1+2 | 1996-06-24
269 | 88-0008 | BMP type+BuiltDate+DrainAcres | OTH | OTHER |  |  | RT 235 KINNEY SHOES AREA 2 | _ |  | _ |  |  |  |  | 00--000 | 160451.38 | 954375.68 | 67422 | 447081 |  |  | 0 | 0 | 0 | _ | 1996-06-24
291 | 95-0012 | BMP type+BuiltDate+DrainAcres | OTH | OTHER |  |  | SOUTHERN PINES | _ |  | _ |  |  |  |  | 19--E11 | 154998.79 | 969998.81 | 65760 | 451843 |  |  | 0 | 0 | 0 | _
347 | 93-0013 | BMP type+BuiltDate+DrainAcres | OTH | OTHER |  |  | WAL-MART STORES INC | _ |  | _ |  |  |  |  | 00--000 | 167498.47 | 943499.84 | 69570 | 443766 |  |  | 0 | 0 | 0 | _
2 | 03-0015 | None | SF | SAND FILTER | 2004-06-01 | 0.16 | 84 LUMBER | NEW MARKET RD & TURNER RD |  | MECHANICSVILLE |  | 4 |  | 320 | 00--000 | 232690 | 864720 | 89440.57 | 419753.33 |  |  | 14 | 98 | 1 |  | 2006-06-21
324 | 10--C12 | None | SF | SAND FILTER | 2004-01-30 | 0.21 | ST MATTHEWS FREE GOSPEL CH | 23765 HOLLYWOOD RD |  | LEONARDTOWN | 20650 | 32 | 6 | 8+10 | 10--C12 | 178300 | 907600 | 72862.47 | 432823.44 |  |  | 16 | 87 | 1 |  | 2006-06-21
77 | 02-0036 | None | SF | SAND FILTER | 2003-12-16 | 0.48 | COUNTY WIDE POOL | RT 235 & NEW VILLAGE MARKET RD | W OF 235 & N OF NVM RD |  |  | 4 | 22 | 454 | 01--A12 | 230000 | 866000 | 88620.67 | 420143.48 |  |  |  | 57 | 1 |  | 2006-06-21
54 | 03-0011 | None | SF | SAND FILTER | 2003-10-01 | 0.24 | CHANEY PHYSICAL THERAPY | 26045 SOTTERLY RD |  | HOLLYWOOD | 20636 | 21 | 7 | 57 | 11--D01 | 200000 | 929500 | 79476.61 | 439498.75 |  |  | 11 | 87 | 1 |  | 2006-06-21
153 | 01-0015 | None | SF | SAND FILTER | 2002-04-23 | 0.12 | IAMs WILLIAM W WINPISINGER ED & TECH CTR | 24494 PLACID HARBOR WAY |  | HOLLYWOOD | 20636 | 27 | 18 | 157 | 11--K09 | 185000 | 940000 | 74904.54 | 442699.23 |  |  |  | 98 | 1 |  | 2006-06-21
364 | 01-0019 | None | SF | SAND FILTER | 2001-10-31 | 1.59 | WICOMICO MAINTENANCE BLDG | AVIATION YACHT CLUB RD |  | CHAPTICO |  | 16 | 9 | 52 | 02--K07 | 197700 | 843700 | 78775.63 | 413346.4 |  |  | 14 | 82 | 1 |  | 2006-06-21
9 | 04-0024 | BuiltDate | SF | SAND FILTER |  | 5.057 | AIRPORT HANGAR EXPANSION | AIRPORT RD | AT END OF |  |  | 34 | 7 | 151 | 17--D01 | 175750 | 930000 | 72085.15 | 439651.14 |  |  | 15 | 84 | 1 |  | 2006-06-21
27 | 04-0001 | BuiltDate | SF | SAND FILTER |  | 0.16 | BOOKKEEPING BY BLANCHE | 22402 CHANCELLORS RUN RD |  | GREAT MILLS | 20634 | 43 | 7 | 27 | 18--C06 | 164200 | 945300 | 68564.61 | 444314.7 |  |  | 16 | 86 | 1 |  | 2006-06-21
29 | 05-0009 | BuiltDate | SF | SAND FILTER |  | 3.98 | BREEZY ACRES SUBDVN | RT 234 & LONG RD |  |  |  | 24 | 19 | 74 | 08--E10&D10&D11 | 182595 | 873307 | 74171.69 | 422370.65 |  |  | 11 | 94 | 1 |  | 2006-06-21
237 | 02-0045 | BuiltDate | SF | SAND FILTER |  | 2.55 | OBRIEN REALTY OFC BLDG LOTS 1+7+8 | 22876 THREE NOTCH RD |  | LEXINGTON PARK | 20653 | 35A | 24 | 1 | 18--A04 | 168170 | 943590 | 69774.69 | 443793.48 |  |  | 14 | 84 | 1 |  | 2006-06-21
304 | 03-0018 | BuiltDate | SF | SAND FILTER |  | 0.34 | ST GEORGE PIER FAC 1 | 17180 PINEY POINT RD |  | PINEY POINT |  | 65 | 18 | 221 | 28--A06 | 111395 | 943246 | 52469.52 | 443688.66 |  |  | 12 |  | 1 |  | 2006-06-21
305 | 03-0018 | BuiltDate | SF | SAND FILTER |  | 1 | ST GEORGE PIER FAC 2 | 17180 PINEY POINT RD |  | PINEY POINT |  | 65 | 18 | 221 | 28--A06 | 111395 | 943246 | 52469.52 | 443688.66 |  |  | 12 |  | 1 |  | 2006-06-21
320 | 04-0026 | BuiltDate | SF | SAND FILTER |  | 2.52 | ST MARYS IND/BUS CTR LOTS 13+14+17 |  | ST MARYS IND PARK | HOLLYWOOD |  | 34 | 1 | 548 | 11--C13 | 177500 | 926500 | 72618.56 | 438584.31 |  |  | 14 | 90 | 1 |  | 2006-06-21
307 | 02-0031 | BuiltDate | SF+FOREBAY | SAND FILTER+FOREBAY |  | 3.45 | ST MARYS AIRPORT | AIRPORT RD |  | CALIFORNIA | 20619 | 34 | 8 | 299 | 17--D01 | 175000 | 928000 | 71856.55 | 439041.53 |  |  | 15 | 69 | 1 |  | 2006-06-21
40 | 00-0023 | DrainAcres | SM | SHALLOW MARSH | 2001-10-17 |  | CALLAWAY MARKET PLACE | SR-5 & SR-249 | [7 empty] | 147826.66 | 937102.37 | 63574 | 441816
13 | 94-0002 | DrainAcres | SM | SHALLOW MARSH | 1997-01-01 |  | AVENMAR WETLAND MITIGATION | _ |  | _ |  |  |  |  | 00--000 | 164748.53 | 898786.48 | 68732 | 430137 |  |  | 0 | 0 | 0 | _
42 | 99-0050 | BuiltDate+DrainAcres | SM | SHALLOW MARSH |  |  | CALLAWAY VILLAGE | SR-5 & SR-249 |  | CALLAWAY |  |  |  |  | 00--000 | 147826.66 | 937102.37 | 63574 | 441816 | [5 empty] | OPEN
43 | 99-0050 | BuiltDate+DrainAcres | SM | SHALLOW MARSH |  |  | CALLAWAY VILLAGE | [7 empty] | 00--000 | 147826.66 | 937102.37 | 63574 | 441816 | [5 empty] | OPEN
325 | 95-0013 | BuiltDate+DrainAcres | SM | SHALLOW MARSH |  |  | ST WINIFRED'S ESTS | _ |  | _ |  |  |  |  | 14--E05 | 170000.82 | 873498.44 | 70333 | 422429 |  |  | 0 | 0 | 0 | _
133 | 00-0013 | BuiltDate | SC | STORMCEPTOR |  | 1.65 | HEWITT SERVICE CTR INLET 04 | RT 235 & CHANCELLORS RUN RD |  |  |  | 43 | 1 | 238 | 18--C05 | 167000 | 945600 | 69418.06 | 444406.14 |  |  |  | 98 | 1 |  | 2006-06-21
134 | 00-0013 | BuiltDate | SC | STORMCEPTOR |  | 1.33 | HEWITT SERVICE CTR INLET 10 | RT 235 & CHANCELLORS RUN RD |  |  |  | 43 | 1 | 238 | 18--C05 | 167000 | 945600 | 69418.06 | 444406.14 |  |  |  | 98 | 1 |  | 2006-06-21
357 | 03-0005 | BuiltDate | UGS | UNDERGROUND STORAGE |  | 0.963 | WAWA @ ST ANDREWS CHURCH RD BASIN 1 | 23141 THREE NOTCH RD |  | CALIFORNIA | 20619 | 34 |  | 56 | 17--J03 | 171000 | 938000 | 70637.3 | 442089.61 |  |  | 14 | 94 | 1 |  | 2006-06-21
358 | 03-0005 | BuiltDate | UGS | UNDERGROUND STORAGE |  | 0.771 | WAWA @ ST ANDREWS CHURCH RD BASIN 2 | 23141 THREE NOTCH RD |  | CALIFORNIA | 20619 | 34 |  | 56 | 17--J03 | 171000 | 938000 | 70637.3 | 442089.61 |  |  | 14 | 94 | 1 |  | 2006-06-21
198 | 01-0011 | None | UGS | UNDERGROUND STORAGE | 2004-01-06 | 2.04 | LEXINGTON PARK ES POND 2 | 46763 S SHANGRI-LA DR |  | LEXINGTON PARK | 20653 | 51 |  | 202 | 18--H10 | 159000 | 956000 | 66979.61 | 447576.1 |  |  | 16 | 93 | 1 |  | 2006-06-21
88 | 00-0010 | None | UGS | UNDERGROUND STORAGE | 2003-10-01 | 2.6 | EPIC CENTER OFC BLDG | RT 235 |  | LEXINGTON PARK | 20653 | 43 | 2 | 223 | 18--D05 | 164838 | 949902 | 68759.07 | 445717.4 |  |  | 14 | 93 | 1 |  | 2006-06-21
350 | 02-0017 | None | UGS | UNDERGROUND STORAGE | 2003-03-31 | 3.3 | WAWA @ CHARLOTTE HALL BASIN A | 30320 THREE NOTCH RD |  |  |  | 1 | 16 | 44 | 26--K03 | 243500 | 859700 | 92735.43 | 418223.22 |  |  | 14 | 74/98 | 1 |  | 2006-06-21
351 | 02-0017 | None | UGS | UNDERGROUND STORAGE | 2003-03-31 | 3.3 | WAWA @ CHARLOTTE HALL BASIN B | 30320 THREE NOTCH RD |  |  |  | 1 | 16 | 44 | 26--K03 | 243500 | 859700 | 92735.43 | 418223.22 |  |  | 14 | 74/98 | 1 |  | 2006-06-21
352 | 02-0017 | None | UGS | UNDERGROUND STORAGE | 2003-03-31 | 3.3 | WAWA @ CHARLOTTE HALL BASIN B | 30320 THREE NOTCH RD |  |  |  | 1 | 16 | 44 | 26--K03 | 243500 | 859700 | 92735.43 | 418223.22 |  |  | 14 | 74/98 | 1 |  | 2006-06-21
6 | 00-0028 | None | UGS | UNDERGROUND STORAGE | 2002-05-13 | 1.12 | AAMCO TRANSMISSION CTR & BURCHMART CAR WASH |  |  | HOLLYWOOD | 20636 | 43 | 2 | 411 | 18--D05 | 166700 | 948700 | 69326.62 | 445351.03 |  |  | 14 | 96 |  |  | 2006-06-21
62 | 97-0028 | None | UGS | UNDERGROUND STORAGE | 2001-06-11 | 4.9 | CHOPTICON HS | RT 242 |  | MORGANZA | 20650 | 24/18 |  | 68/112 | 09--A05 | 190000 | 890000 | 76428.69 | 427458.82 | 1997-06-01 |  | 16 | 67 | 1 |  | 2006-06-21
203 | 96-0033 | None | UGS | UNDERGROUND STORAGE | 1998-01-20 | 2.3 | LEXINGTON PK MOTORS | MD RT 235 |  | LEXINGTON PARK |  |  |  |  | 18--G07 | 127640.2 | 975930.35 | 57421 | 453651 | 1996-11-15 |  | 14 | 0 | 1 | _ | 1998-05-20
125 | 97-0015 | DrainAcres | UGS | UNDERGROUND STORAGE | 1998-01-12 |  | HAYDEN'S AUTO SUPPLY | _ |  | LEXINGTON PARK | 20653 |  |  |  | 18--B05 | 197117.33 | 913179.08 | 78598 | 434524 | 1997-01-23 |  | 0 | 85 | 1 | _ | 1998-05-20
22 | 96-0001 | None | UGS | UNDERGROUND STORAGE | 1998-01-01 | 1.7 | BLAIR RETAIL CTR | _ |  | _ |  |  |  |  | 18--A04 | 157898.82 | 941761.05 | 66644 | 443236 |  |  | 0 | 0 | 0 | STANDARD SITE PLAN W/ UNDERGROUND SWM PROPOSED FOR CONSTRUCT | 1996-06-24
288 | 89-0031 | DrainAcres | UGS | UNDERGROUND STORAGE | 1991-03-28 |  | SHEETZ | SR-235 & SR-237 (CHANCELLORS RUN RD) |  | _ |  |  |  |  | 00--000 | 167052.29 | 945376.45 | 69434 | 444338 | 1989-04-25 |  | 0 | 0 | 0 | I&M 4/14/89 PC 11/13/90 RETAIL+OFFICE SPACE | 1996-06-24
337 | 00-0031 | BuiltDate | UGS | UNDERGROUND STORAGE |  | 0.33 | TIPPETT PROPERTY | 28929 THREE NOTCH RD |  | MECHANICSVILLE | 20659 | 4 | 23 | 35 | 01--B13 | 229400 | 866500 | 88437.79 | 420295.88 |  |  | 14 | 76 | 1 |  | 2006-06-21
61 | 01-0021 | BMP type | WQ | WATER QUALITY | 2003-10-27 | 0.48 | CHILDRENS WELLNESS CTR LOT 9 | 22876 THREE NOTCH RD |  | LEXINGTON PARK | 20653 | 35A | 24 | 1 | 18--A04 | 168170 | 943590 | 69774.69 | 443793.48 |  |  | 14 | 92 | 1 |  | 2006-06-21
355 | 01-0012 | BMP type | WQ | WATER QUALITY | 2002-02-01 | 1.41 | WAWA @ HILLS HALFWAY HOUSE | RT 5 & RT 235 |  |  |  | 13 | 4 | 185 | 04--J06 | 216400 | 881200 | 84475.41 | 424776.52 |  |  | 14 | 76 | 1 |  | 2006-06-21
221 | 96-1910 | None | WP | WET POND | 2005-08-01 | 28.12 | MEADOW LAKE | NORRIS RD |  |  |  | 42 | 12+18 | 28 | 18--B07 | 162500 | 944000 | 68046.45 | 443918.45 | 2005-08-01 |  |  | 81 | 1 |  | 2006-06-21
360 | 89-0045 | None | WP | WET POND | 2003-05-07 | 37.63 | WESTBURY | CALLAS CT+CARMEN WOODS DR+MARIA CT+RODINE CT |  |  |  | 51 | 2 | 590 | 18--D11 | 153800 | 948500 | 65394.65 | 445290.07 | 1989-04-13 |  | 12 | 90 | 1 |  | 2006-06-21
222 | 00-0029 | None | WP | WET POND | 2003-04-30 | 4.77 | MECHANICSVILLE ASSEMBLY OF GOD | 39501 THOMAS DR |  | MECHANICSVILLE | 20659 | 13 | 10 | 82 | 04--J08 | 215000 | 810000 | 84048.57 | 403074.56 |  |  | 14 | 86 | 1 |  | 2006-06-21
14 | 96-0003 | None | WP | WET POND | 2002-07-22 | 3.1 | BARNES ESTS | MCINTOSH RD & STEPHEN YOUNG CT |  |  |  | 32 | 5 | 396 | 10--C12 | 179000 | 907500 | 73075.83 | 432792.96 | 1995-09-29 |  | 12 | 75 |  |  | 2006-06-21
293 | 95-0012 | None | WP | WET POND | 2001-08-21 | 3.35 | SOUTHERN PINES DEVELOPMENT POND 2 | SOUTHERN PINES ST |  |  |  | 52 |  | 68 | 19--E11 | 154000 | 968700 | 65455.57 | 451447.12 | 1996-11-18 |  | 12 | 86 | 1 |  | 2006-06-21
210 | 99-0011 | None | WP | WET POND | 1999-05-14 | 4.4 | LUNDEBERG FIRE FIGHTING SCH | ANDOVER ESTATES RD | [6 empty] | 24--B12 | 194135.09 | 917798.39 | 77689 | 435932 | 1998-09-25 |  | 16 | 71 | 1 | _ | 2001-03-21
202 | 96-0014 | DrainAcres | WP | WET POND | 1999-01-01 |  | LEXINGTON PK CORP CTR | _ |  | _ |  |  |  |  | 18--G07 | 159998.63 | 954500.35 | 67284 | 447119 |  |  | 0 | 0 | 0 | _
326 | 91-0024 | None | WP | WET POND | 1998-09-01 | 5.66 | SUMMERWOOD SECT 2 SWM BASIN 1 | FLAT IRON RD OFF STONEY RUN DR |  | GREAT MILLS |  |  |  |  | 24--C06 | 138223.83 | 945051.63 | 60647 | 444239 | 1993-02-23 |  | 11 | 79 | 1 |  | 2001-10-05
327 | 91-0024 | None | WP | WET POND | 1998-09-01 | 5.2 | SUMMERWOOD SECT 2 SWM BASIN 2 | FLAT IRON RD OFF STONEY RUN DR |  | GREAT MILLS |  |  |  |  | 24--C06 | 138650.34 | 945399.39 | 60777 | 444345 | 1993-02-23 |  | 11 | 79 | 1 |  | 2001-10-05
31 | 95-0004 | None | WP | WET POND | 1998-01-01 | 1.4 | BRETON BAY LANDINGS FAC 1 | _ |  | _ |  |  |  |  | 15--F10 | 155998.47 | 893999.88 | 66065 | 428678 | 1994-12-23 |  | 0 | 0 | 0 | PC MTG 9/26/94; REVIEW OF 9 LOT SUBDIVISION; REC'D RECORD PL | 1996-06-24
32 | 95-0004 | None | WP | WET POND | 1998-01-01 | 1.4 | BRETON BAY LANDINGS FAC 2 | _ |  | _ |  |  |  |  | 15--F10 | 155998.47 | 893999.88 | 66065 | 428678 | 1994-12-23 |  | 0 | 0 | 0 | PC MTG 9/26/94; REVIEW OF 9 LOT SUBDIVISION; REC'D RECORD PL | 1996-06-24
33 | 95-0004 | None | WP | WET POND | 1998-01-01 | 1.4 | BRETON BAY LANDINGS FAC 3 | _ |  | _ |  |  |  |  | 15--F10 | 155998.47 | 893999.88 | 66065 | 428678 | 1994-12-23 |  | 0 | 0 | 0 | PC MTG 9/26/94; REVIEW OF 9 LOT SUBDIVISION; REC'D RECORD PL | 1996-06-24
34 | 95-0004 | None | WP | WET POND | 1998-01-01 | 1.4 | BRETON BAY LANDINGS FAC 4 | _ |  | _ |  |  |  |  | 15--F10 | 155998.47 | 893999.88 | 66065 | 428678 | 1994-12-23 |  | 0 | 0 | 0 | PC MTG 9/26/94; REVIEW OF 9 LOT SUBDIVISION; REC'D RECORD PL | 1996-06-24
92 | 96-0029 | DrainAcres | WP | WET POND | 1998-01-01 |  | EXPLORATION | _ |  | _ |  |  |  |  | 18--F07 | 163000.54 | 952000.38 | 68199 | 446357 |  |  | 0 | 0 | 0 | _
119 | 96-0006 | DrainAcres | WP | WET POND | 1998-01-01 |  | GREENVIEW WEST | 43-07-510 |  | _ |  |  |  |  | 18--B07 | 163049.71 | 944451.27 | 68214 | 444056 |  |  | 0 | 0 | 0 | _
126 | OPZ87-0277 | DrainAcres | WP | WET POND | 1998-01-01 |  | HAYDEN'S GREEN GREENVIEW WEST PUD | _ |  | _ |  |  |  |  | 18--B01 | 162600.27 | 948998.46 | 68077 | 445442 |  |  | 0 | 0 | 0 | PC MTG 1/22/90 CHANGED ENGINEER+REDESIGNED ACCESS UNACCE | 1996-06-24
44 | 92-0037 | None | WP | WET POND | 1997-12-30 | 73.3 | CEDAR GROVE FARM POND 1 | HIDDEN POND CT |  | _ |  |  |  |  | 04--G05 | 229000.39 | 870499.7 | 88316 | 421515 | 1997-01-27 |  | 12 | 63 | 1 |  | 2001-10-05
45 | 92-0037 | None | WP | WET POND | 1997-12-30 | 50.4 | CEDAR GROVE FARM POND 2 | HIDDEN POND CT |  | _ |  |  |  |  | 04--G05 | 229200.52 | 870699.83 | 88377 | 421576 | 1997-01-27 |  | 12 | 60 | 1 |  | 2001-10-05
46 | 92-0037 | None | WP | WET POND | 1997-12-30 | 39.7 | CEDAR GROVE FARM POND 3 | HIDDEN POND CT |  | _ |  |  |  |  | 04--G05 | 229400.65 | 870749.04 | 88438 | 421591 | 1997-01-27 |  | 12 | 61 | 1 |  | 2001-10-05
81 | 97-0009 | None | WP | WET POND | 1997-05-28 | 7.17 | DAVIS PROFESSIONAL OFC PK PH 1 | RT 245 |  | _ |  |  |  |  | 16--B01 | 175001.33 | 915498.61 | 71857 | 435231 | 1996-10-31 |  | 14 | 80 | 1 | _ | 1997-05-29
109 | 87-0039 | DrainAcres | DP | WET POND | 1995-01-01 |  | GREAT MILLS CTR PH 2 | _ |  | _ |  |  |  |  | 00--000 | 156324.13 | 954474.1 | 66164 | 447111 |  |  | 0 | 0 | 0 | _ | 1996-06-24
110 | 87-0039 | DrainAcres | DP | WET POND | 1995-01-01 |  | GREAT MILLS CTR PH 2 | _ |  | _ |  |  |  |  | 00--000 | 156324.13 | 954474.1 | 66164 | 447111 |  |  | 0 | 0 | 0 | _ | 1996-06-24
111 | 87-0039 | DrainAcres | WP | WET POND | 1995-01-01 |  | GREAT MILLS CTR PH 2 | _ |  | _ |  |  |  |  | 00--000 | 156324.13 | 954474.1 | 66164 | 447111 |  |  | 0 | 0 | 0 | _ | 1996-06-24
112 | 87-0039 | DrainAcres | WP | WET POND | 1995-01-01 |  | GREAT MILLS CTR PH 2 | _ |  | _ |  |  |  |  | 00--000 | 156324.13 | 954474.1 | 66164 | 447111 |  |  | 0 | 0 | 0 | _ | 1996-06-24
17 | 90-0037 | DrainAcres | WP | WET POND | 1994-01-01 |  | BAY RIDGE ESTS | UTILITY RD |  | _ |  |  |  |  | 00--000 | 147498.71 | 947000.45 | 63474 | 444833 | 1991-02-20 |  | 0 | 0 | 0 | _ | 1996-06-24
35 | 89-0006 | DrainAcres | WP | WET POND | 1994-01-01 |  | BRETON BAY PUD 40-19-203 | _ |  | _ |  |  |  |  | 15--D10 | 157425.61 | 892700.7 | 66500 | 428282 |  |  | 0 | 0 | 0 | TOWNHOUSES GP 89-06 SWM GP 89-05 | 1996-06-24
50 | 88-0044 | DrainAcres | WP | WET POND | 1994-01-01 |  | CHANCELLOR'S RUN APT | 45882 CHANCELLORS RUN CT |  | GREAT MILLS |  |  |  |  | 00--000 | 153000.63 | 947000.46 | 65151 | 444833 |  |  | 0 | 0 | 0 | SWM PROVIDED WITH CHANCELLORS VILLAGE PRIOR TO SITE PLAN AP | 1996-06-24
179 | 88-0023 | DrainAcres | WP | WET POND | 1994-01-01 |  | LAUREL RIDGE SWM | _ |  | _ |  |  |  |  | 00--000 | 235650.67 | 874774.53 | 90343 | 422818 |  |  | 0 | 0 | 0 | _ | 1996-06-24
235 | OPZ89-1215 | DrainAcres | WP | WET POND | 1994-01-01 |  | NORTH INDIAN CREEK ESTS-COUNTYLINE MINI STORAGE | _ |  | _ |  |  |  | 500-6H | 00--000 | 246690.79 | 867307.5 | 93708 | 420542 |  |  | 0 | 0 | 0 | PC 9/11/89 | 1996-06-24
51 | 86-0001 | DrainAcres | WP | WET POND | 1993-12-16 |  | CHANCELLOR'S RUN ESTS | _ |  | _ |  |  |  |  | 00--000 | 153000.63 | 947000.46 | 65151 | 444833 | 1985-11-26 |  | 0 | 0 | 0 | I&M 12/10/85 | 1996-06-24
166 | 89-0021 | DrainAcres | WP | WET POND | 1993-12-15 |  | LANDINGS AT PINEY POINT SWM | _ |  | _ |  |  |  |  | 00--000 | 118423.95 | 933650.8 | 54612 | 440764 | 1989-06-20 |  | 0 | 0 | 0 | I&M 4/27/89 | 1996-06-24
365 | 90-0003 | DrainAcres | WP | WET POND | 1993-11-16 |  | WILDERNESS CLUSTER SUBDVN SECT 2 | _ |  | _ |  |  |  |  | 00--000 | 169200.32 | 861198.63 | 70089 | 418680 | 1991-03-12 |  | 0 | 0 | 0 | I&M 5/13/91:ROBERT C COMBS; I&M 2/25/91 PC MTG 9/11/89 SW | 1996-06-24
363 | 90-0030 | DrainAcres | WP | WET POND | 1993-10-05 |  | WHALER'S CREEK RUN SECT 1 | 52-13-430 |  | _ |  |  |  |  | 00--000 | 148574.92 | 962000.22 | 63802 | 449405 | 1990-04-23 |  | 0 | 0 | 0 | PC MTG 7/8/91; PC MTG 6/25/90 PC MTG 5/22/89 PC MTG 2/27/ | 1996-06-24
298 | 92-0010 | DrainAcres | WP | WET POND | 1993-02-03 |  | SPRING VALLEY CONDOS | _ |  | _ |  |  |  |  | 00--000 | 160211.86 | 951009.58 | 67349 | 446055 | 1991-12-02 |  | 0 | 0 | 0 | I&M 10/17/91; PC MTG 2/27/89 PC MTG 11/27/89 AIZZARD STE | 1996-06-24
20 | 90-0015 | DrainAcres | WP | WET POND | 1992-11-24 |  | BAY RIDGE ESTS SECT 1 | _ |  | _ |  |  |  |  | 00--000 | 147498.71 | 947000.45 | 63474 | 444833 | 1989-12-21 |  | 0 | 0 | 0 | I&M 12/06/89; SWM COMMENTS 10/03/89 PC 5/28/91; PC MTG 10/2 | 1996-06-24
174 | 89-0064 | DrainAcres | WP | WET POND | 1992-06-01 |  | LAUREL GLEN SHOPPING CTR | _ |  | _ |  |  |  |  | 18--A04 | 168600.79 | 941698.7 | 69906 | 443217 | 1989-10-11 |  | 0 | 0 | 0 | I&M 8/31/89 ALSO SEE ALLSTON 89-0676; BROWN 89-0677 PC MTG | 1996-06-24
101 | 87-0001 | DrainAcres | WP | WET POND | 1992-02-27 |  | FLOWERS OF THE FOREST | _ |  | _ |  |  |  |  | 24--J01 | 149729.73 | 956557.4 | 64154 | 447746 | 1991-06-06 |  | 0 | 0 | 0 | REC'D SCS PLANS 12/5/89 | 1996-06-24
377 | 91-0020 | DrainAcres | WP | WET POND | 1992-01-31 |  | WOODLAKE II CONDOS PH 1 & 2 | _ |  | _ |  |  |  |  | 00--000 | 173174.14 | 934474.48 | 71300 | 441015 | 1991-02-11 |  | 0 | 0 | 0 | SEE 2/20/91 SITE PLAN REVIEW FOR 156 CONDOS | 1996-06-24
53 | 89-0046 | DrainAcres | WP | WET POND | 1991-11-25 |  | CHANCELLORS VILLAGE | _ |  | _ |  |  |  |  | 18--C11 | 153118.73 | 945202.59 | 65187 | 444285 | 1989-06-05 |  | 0 | 0 | 0 | I&M 4/25/89 PWA 4/24/89 FOR $373500 ALSO SEE PWA ON FOXC | 1996-06-24
297 | 91-0028 | DrainAcres | WP | WET POND | 1991-10-08 |  | SPRING VALLEY APT | _ |  | _ |  |  |  |  | 00--000 | 160211.86 | 951009.58 | 67349 | 446055 |  |  | 0 | 0 | 0 | SEE GP 92-10 ALSO | 1996-06-24
68 | 89-0039 | DrainAcres | WP | WET POND | 1991-06-28 |  | COLUMBIA COMMONS 1 43-21-519 | _ |  | _ |  |  |  |  | 00--000 | 156301.15 | 951698.55 | 66157 | 446265 | 1989-07-05 |  | 0 | 0 | 0 | _ | 1996-06-24
30 | 90-0014 | DrainAcres | WP | WET POND | 1991-05-24 |  | BRETON BAY GOLF & COUNTRY CLUB | _ |  | _ |  |  |  |  | 15--F09 | 159180.87 | 893248.59 | 67035 | 428449 | 1989-11-28 |  | 0 | 0 | 0 | PC 5/13/91 PC MTG 8/28/89 PC MTG 11/13/89 GP RQMT SENT 11 | 1996-06-24
8 | 90-0023 | DrainAcres | WP | WET POND | 1991-03-12 |  | ABELL'S RUN | _ |  | _ |  |  |  |  | 10--J11 | 180500.03 | 919701.25 | 73533 | 436512 | 1990-04-02 |  | 0 | 0 | 0 | I&M 4/02/90; I&M 3/02/93; COMMENTS 5/2/89; SWM COMMENTS 10/0 | 1996-06-24
118 | 87-0042 | DrainAcres | WP | WET POND | 1991-01-21 |  | GREENVIEW BUS PK | CHANCELLORS RUN RD |  | _ |  |  |  |  | 00--000 | 161825.97 | 945061.5 | 67841 | 444242 |  |  | 0 | 0 | 0 | FOR SWM SEE GP# 87-41 | 1996-06-24
366 | 89-0020 | DrainAcres | WP | WET POND | 1991-01-21 |  | WILDEWOOD MALL SWM | _ |  | _ |  |  |  |  | 17--F02 | 173000.24 | 932699.59 | 71247 | 440474 | 1989-02-10 |  | 0 | 0 | 0 | I&M 2/10/89 | 1996-06-24
175 | OPZ85-0694 | DrainAcres | WP | WET POND | 1989-01-01 |  | LAUREL RIDGE SECT 3 | 05-08-271 |  | _ |  |  |  |  | 01--F10 | 235650.67 | 874774.53 | 90343 | 422818 |  |  | 0 | 0 | 0 | PC MTG 11/27/89 TEC MTG 3/15/89 | 1996-06-24
176 | 85-0694 | DrainAcres | WP | WET POND | 1989-01-01 |  | LAUREL RIDGE SECT 3A | _ |  | _ |  |  |  |  | 00--000 | 235650.67 | 874774.53 | 90343 | 422818 |  |  | 0 | 0 | 0 | PC MTG 10/22/90 RD PLANS APPROVED 5/2/89; PWA SENT 5/4/89 | 1996-06-24
7 | 84-0031 | DrainAcres | WP | WET POND | 1987-01-01 |  | ABELL'S FRIENDSHIP | RT 235 |  | _ |  |  |  |  | 00--000 | 180316.31 | 920167.11 | 73477 | 436654 | 1984-07-05 |  | 0 | 0 | 0 | _ | 1996-06-24
58 | 00-0011 | BuiltDate | WP | WET POND |  | 41 | CHARLOTTE HALL SQUARE | MOUNT WOLFE RD & RT 5 | SE QUAD |  |  | 1 | 22 | 42 | 01--A06 | 242500 | 865000 | 92430.65 | 419838.68 |  |  | 1542 | 94 |  |  | 2006-06-21
105 | 00-0009 | BuiltDate | WP | WET POND |  | 7.3 | FOWLER IND PK |  |  | OAKVILLE |  | 19 | 5 | 203 | 06--A13 | 203400 | 903425 | 80512.98 | 431550.88 |  |  | 15 | 72 | 1 |  | 2006-06-21
192 | SNO-3215 | BuiltDate+DrainAcres | WP | WET POND |  |  | LEONARDTOWN CTR | 32-15-379 |  | LEONARDTOWN |  |  |  |  | 15--G03 | 172235.37 | 897188.74 | 71014 | 429650 |  |  | 0 | 0 | 0 | I&M 8/29/88; PC APPROVAL FOR PHASE 1 CONTINGENT ON APP FROM | 1996-06-24
282 | NA | BuiltDate+DrainAcres | WP | WET POND |  |  | SANNERS LAKE POND | _ |  | _ |  |  |  |  | 00--000 | 153000.66 | 950999.75 | 65151 | 446052 |  |  | 0 | 0 | 0 | _
286 | 96-0013 | BuiltDate+DrainAcres | WP | WET POND |  |  | SHANNON RUN | _ |  | _ |  |  |  |  | 04--D08 | 211999 | 870998.42 | 83134 | 421667 |  |  | 0 | 0 | 0 | _
292 | 95-0012 | BuiltDate | WP | WET POND |  | 1.35 | SOUTHERN PINES DEVELOPMENT POND 1 | SOUTHERN PINES ST | [6 empty] | 19--D11 | 154600 | 967000 | 65638.45 | 450928.95 | 1996-11-18 |  | 12 | 86 | 1 |  | 2006-06-21
306 | 90-0002 | BuiltDate+DrainAcres | WP | WET POND |  |  | ST GEORGE'S HUNDRED | _ |  | _ |  |  |  |  | 18--D08 | 160500.54 | 947200.58 | 67437 | 444894 | 1990-05-21 |  | 0 | 0 | 0 | PC MTG 3/27/89 GP REQUIREMENTS SENT 9/8/89 SWM CONVERTED T | 1996-06-24
338 | 89-0028 | BuiltDate+DrainAcres | WP | WET POND |  |  | TOSCA SWM BASIN 1 | _ |  | _ |  |  |  |  | 00--000 | 154299.84 | 948201.23 | 65547 | 445199 |  |  | 0 | 0 | 0 | I&M 11/23/88 | 1996-06-24
214 | 91-0038 | None | WP+DP | WET POND+DRY POND | 2001-05-31 | 6.35 | MAPLE PK PH 1 & 2 | OPP HICKORY HILL |  | _ |  |  |  |  | 18--C05 | 167360.68 | 945251.78 | 69528 | 444300 | 1992-03-20 |  | 0 | 0 | 0 | I&M 2/5/92; PC MTG 6/10/91; PC MTG 5/13/91 OFFICE BLDG AND | 1996-06-24
215 | 91-0038 | None | WP+DP | WET POND+DRY POND | 2001-05-31 | 6.35 | MAPLE PK PH 1 & 2 | OPP HICKORY HILL |  | _ |  |  |  |  | 18--C05 | 167360.68 | 945251.78 | 69528 | 444300 | 1992-03-20 |  | 0 | 0 | 0 | I&M 2/5/92; PC MTG 6/10/91; PC MTG 5/13/91 OFFICE BLDG AND | 1996-06-24